{"text_format":"1","workbook":"xlsx","n_sheets":48,"sheets":["Introduction Page","General Site Information","Watershed Characteristics","Stormwater Treatment Analysis","Retention Basin","Wet Detention","Exfiltration Trench","Exfiltration Storage Calculator","Underdrain Biofiltration","Underdrain Spacing Calculations","Pervious Pavement","Floating Island Wet Det","Stormwater Harvesting","Rainwater Harvesting","Greenroof","Lined Reuse Pond with Underdrai","Vegetated Natural Buffer","Vegetated Filter Strip","Tree Well","Swale","Rain Garden","User Defined BMP","Multiple Catchment","Cost Analysis","Media Mixes","Event Mean Concentrations","Appendix C","Appendix D","ZONE MAP","Mean Annual Rainfall Map","Expanded View - North-West Reg.","Expanded View - North-East Reg.","Expanded View - Central Reg.","Expanded View - South Reg.","Treatment Eff Methodology","Dry Retention Methodology","Wet Detention Methodology","Stormwater Harvesting Met.","Rainwater Harvesting Met.","Greenroof Methodology","Dry Ret Pervious Pavement Sch","Stormwater Harvestig Sch","Rainwater Harvestig Sch","Catch Config.","REV","If wet D","Sheet123","Config"],"not_rendered":{"charts":24,"images":52,"macros":1,"external_links":1,"defined_names":213,"comments":0,"pivot_tables":0},"unopened":[],"bounds":{"document_bytes":16777216,"sheet_cells":100000,"rows_first":2000,"rows_last":500,"rows_between":2000,"halvings":0,"cell_chars":16384,"cell_head_chars":4096},"cells_cut":0,"cells_raw":0,"read":"whole","date_system":"1900"}

{"sheet":"Introduction Page","index":0,"n_rows":39,"n_cols":53,"rows_kept":39,"cut":false,"hidden":false,"merged":[[0,52,1,58],[1,1,2,7],[1,12,2,18],[1,8,2,11],[3,1,9,5],[3,12,5,18],[3,6,7,11],[8,6,9,11],[51,3,51,4],[31,1,35,18],[45,3,45,4],[46,3,46,4],[47,3,47,4],[49,3,49,4],[50,3,50,4],[48,3,48,4],[41,3,41,4],[42,3,42,4],[43,3,43,4],[44,3,44,4],[37,1,37,18],[18,12,21,18],[22,12,26,18],[40,3,40,4],[27,12,29,18],[10,6,29,11],[38,1,38,18],[6,12,10,18],[11,12,17,18]]}
["  ",null,null,null,null,null,null,null,null,null,null,null,null,null,null,null,null,null,null,null,null,null,null,null,null,null,null,null,null,null,null,null,null,null,null,null,null,null,null,null,null,null,null,null,null,null,null,null,null,null,null,null,"Control buttons:"]
[null,"Stormwater BMP Treatment Trains [BMPTRAINS©]"]
[]
[null,null,null,null,null,null,"INTRODUCTION PAGE"]
[]
[]
[null,null,null,null,null,null,null,null,null,null,null,null,"1) There is a users manual to help navigate this program and it is available at www.stormwater.ucf.edu"]
[]
[null,null,null,null,null,null,"Model requires the use of Excel 2007 or newer"]
[]
[]
[null,null,null,null,null,null,null,null,null,null,null,null,"2) This spreadsheet is best viewed at 1280 BY 1080 PIXELS screen resolution. If the maximum resolution of your computer screen is lower than 1280 BY 1080 PIXELS you can adjust the view in the Excel VIEW menu by zooming out to value smaller than 100 PERCENT."]
[]
[]
[]
[]
[]
[]
[null,null,null,null,null,null,null,null,null,null,null,null,"3) This spreadsheet has incorporated ERROR MESSAGE WINDOWS. Your analysis is not valid unless ALL ERROR MESSAGE WINDOWS are clear."]
[]
[]
[]
[null,null,null,null,null,null,null,null,null,null,null,null,"4) PRINTING INSTRUCTIONS:   Many options.  One is to print the page to MICROSOFT OFFICE DOCUMENT IMAGE WRITER (typically the default) or ADOBE PDF, save the page as  an image document, then print the document you saved."]
[]
[]
[]
[]
[null,null,null,null,null,null,null,null,null,null,null,null,"5) Click on the button located on the top of this window titled CLICK HERE TO START to begin the analysis."]
[]
[]
[]
[null,"Disclaimer: These workbooks were created to assist in the analysis of Best Management Practice calculations.  All users are responsible for validating the accuracy of the internal calculations. If improvements are noted within this model, please e-mail Marty Wanielista, Ph.D., P.E. at martin.wanielista@ucf.edu with specific information so that revisions can be made. "]
[]
[]
[]
[]
[]
[null,"The authors of this program were Christopher Kuzlo, Marty Wanielista, Mike Hardin, and Ikiensinma Gogo-Abite."]
[null,"This is version 7.6 of the program, updated on September 20, 2015.   Comments are appreciated."]

{"sheet":"General Site Information","index":1,"n_rows":44,"n_cols":28,"rows_kept":44,"cut":false,"hidden":false,"merged":[[21,10,32,17],[1,13,1,14],[2,13,2,14],[1,1,2,4],[1,6,2,6],[4,9,5,12],[3,9,3,12],[14,7,14,11],[33,5,44,9],[16,1,17,8],[1,15,1,17],[2,15,2,17],[3,1,5,8],[10,7,10,11],[9,7,9,11],[12,7,12,8],[11,1,12,6],[9,1,10,6],[3,13,3,17],[19,10,20,17],[15,7,15,11],[19,1,20,9],[22,2,25,8],[14,1,15,6]]}
[" "]
[null,"GENERAL SITE INFORMATION:",null,null,null,null,"V 7.6",null,null,null,null,null,null,"Blue Numbers = ",null,"Input data",null,null,null,null,null,null,null,"PLEASE SELECT ZONE:",null,null,null,"PLEASE SELECT TYPE OF ANALYSIS:"]
[null,null,null,null,null,null,null,null,null,null,null,null,null,"Red Numbers =",null,"Calculated or Carryover",null,null,null,null,null,null,null,"Zone 1",null,null,null,"Net improvement"]
[null," Select the appropriate Meteorological Zone, input the appropriate Mean Annual Rainfall amount and select the type of analysis",null,null,null,null,null,null,null,"NAME OF PROJECT",null,null,null,null,null,null,null,null,null,null,null,null,null,"Zone 2",null,null,null,"Specified removal efficiency"]
[null,null,null,null,null,null,null,null,null,null,null,null,null,null,null,null,null,null,null,null,null,null,null,"Zone 3",null,null,null,"BMP analysis"]
[null,null,null,null,null,null,null,null,null,null,null,null,null,null,null,null,null,null,null,null,null,null,null,"Zone 4"]
[null,null,null,null,null,null,null,null,null,null,null,null,null,null,null,null,null,null,null,null,null,null,null,"Zone 5"]
[]
[]
[null,"Meteorological Zone (Please use zone map):",null,null,null,null,null,"CLICK ON CELL BELOW TO SELECT"]
[]
[null,"Mean Annual Rainfall (Please use rainfall map):"]
[null,null,null,null,null,null,null,null,null,"Inches"]
[null,null,null,null,null,null,null,null,null,null,null,null,null,null,null,null,null,null,null,null,null,null,null,{"$f":"IF(H11=\"Zone 1\",1,IF(H11=\"Zone 2\",2,IF(H11=\"Zone 3\",3,IF(H11=\"Zone 4\",4,IF(H11=\"Zone 5\",5,0)))))","v":0}]
[null,"Type of analysis:",null,null,null,null,null,"CLICK ON CELL BELOW TO SELECT"]
[]
[null,"Treatment efficiency (N, P) (leave empty if net improvement or BMP analysis is used):"]
[null,null,null,null,null,null,null,null,null,null,null,"%"]
[]
[null," Select the STORMWATER TREATMENT ANALYSIS Button below to begin analyzing the effectiveness of Best Management Practices.",null,null,null,null,null,null,null,null,"Model documentation and example problems."]
[]
[null,null,null,null,null,null,null,null,null,null,"There is a user's manual for the BMPTRAINS model. It can be downloaded from www.stormwater.ucf.edu. The results from the example problems shown in the manual however may not reflect current model results due to ongoing updates of the model."]
[]
[]
[]
[]
[]
[null,null,"Systems available for analysis:"]
[null,null,"Retention Basin with option for calculating effluent concentration"]
[null,null,"Wet Detention"]
[null,null,"Exfiltration Trench"]
[null,null,"Pervious Pavement"]
[null,null,"Stormwater Harvesting"]
[null,null," Biofiltration"]
[null,null,"Greenroof"]
[null,null,"Rainwater Harvesting"]
[null,null,"Managed Aquatic Plants Detention"]
[null,null,"Vegetated Natural Buffer"]
[null,null,"Vegetated Filter Strip"]
[null,null,"Swale"]
[null,null,"Rain Garden"]
[null,null,"Tree Well"]
[null,null,"Lined reuse pond"]
[null,null,"User Defined BMP"]

{"sheet":"Watershed Characteristics","index":2,"n_rows":65,"n_cols":69,"rows_kept":65,"cut":false,"hidden":false,"merged":[[1,1,2,4],[1,5,2,5],[50,20,51,20],[50,21,51,21],[3,58,4,66],[1,11,1,12],[2,11,2,12],[1,13,1,14],[2,13,2,14],[1,15,2,16],[3,48,4,56],[3,28,4,36],[3,38,4,46],[25,29,25,39],[1,6,2,10],[23,4,23,6],[55,4,55,6],[56,4,56,6],[35,21,36,21],[5,18,6,18],[5,19,6,19],[5,20,6,20],[5,21,6,21],[20,18,21,18],[20,19,21,19],[20,21,21,21],[35,18,36,18],[20,20,21,20],[35,19,36,19],[35,20,36,20],[50,18,51,18],[50,19,51,19],[53,4,53,6],[5,11,7,16],[20,11,22,16],[27,11,28,16],[42,11,43,16],[5,1,7,5],[5,7,9,10],[11,7,12,10],[3,11,4,16],[3,6,3,10],[4,6,4,10],[3,1,4,5],[11,4,11,6],[9,4,9,6],[8,4,8,6],[57,11,58,16],[25,4,25,6],[10,4,10,6],[24,4,24,6],[26,4,26,6],[38,4,38,6],[39,4,39,6],[35,1,37,10],[35,11,37,16],[41,4,41,6],[40,4,40,6],[20,1,22,10],[12,11,13,16],[54,4,54,6],[50,1,52,10],[50,11,52,16]]}
[null,null,null,null,null,null,null,null,null,null,null,null,null,null,null,null,null,null,null,null,null,null,null,null,null,null,null,null,"Basin # 1 - part of treatment train:",null,null,null,null,null,null,null,null,null,"Basin # 2 - part of treatment train:",null,null,null,null,null,null,null,null,null,"Basin # 3 - part of treatment train:"]
[null,"WATERSHED CHARACTERISTICS",null,null,null,{"$f":"'General Site Information'!G2:G3","v":"V 7.6"},null,null,null,null,null,"Blue Numbers = ",null,"Input data"]
[null,null,null,null,null,null,null,null,null,null,null,"Red Numbers =",null,"Calculated"]
[null,"SELECT CATCHMENT CONFIGURATION",null,null,null,null,"CLICK ON CELL BELOW TO SELECT CONFIGURATION",null,null,null,null,null,null,null,null,null,null,null,null,null,null,null,null,"USE DEFAULT CONCENTRATIONS",null,null,null,null,"INTERPOLATION FOR THE PRE- AND POST-DEVELOPMENT MEAN ANNUAL RUNOFF COEFFICIENTS",null,null,null,null,null,null,null,null,null,"INTERPOLATION FOR THE PRE- AND POST-DEVELOPMENT MEAN ANNUAL RUNOFF COEFFICIENTS",null,null,null,null,null,null,null,null,null,"INTERPOLATION FOR THE PRE- AND POST-DEVELOPMENT MEAN ANNUAL RUNOFF COEFFICIENTS",null,null,null,null,null,null,null,null,null,"INTERPOLATION FOR THE PRE- AND POST-DEVELOPMENT MEAN ANNUAL RUNOFF COEFFICIENTS"]
[null,null,null,null,null,null,null,null,null,null,null,null,null,null,null,null,null,null,null,null,null,null,null,"OVERWRITE DEFAULT CONCENTRATIONS",null,null,null,null,null,null,null,null,null,null,null,null,null,null,null,null,null,null,null,null,null,null,null,null,null,null,null,null,null,null,null,null,null,null,null,null,null,null,null,null,null,null,null,null,"PLEASE SELECT LAND USE:"]
[null,"CATCHMENT NO.1 CHARACTERISTICS:                                       ",null,null,null,null,null,null,null,null,null,"OVERWRITE DEFAULT CONCENTRATIONS USING:",null,null,null,null,null,null,"CN:",{"$f":"IF(E10=$BQ$5,0,G16)","v":0},{"$f":"IF(E12=$BU$5,0,G18)","v":0},null,null,null,null,null,null,null,"PRE","CN","DCIA",null,null,"POST","CN","DCIA",null,null,"PRE","CN","DCIA",null,null,"POST","CN","DCIA",null,null,"PRE","CN","DCIA",null,null,"POST","CN","DCIA",null,null,"PRE","CN","DCIA",null,null,"POST","CN","DCIA",null,null,{"$f":"'Event Mean Concentrations'!M10","v":"Agricultural - Citrus:    TN=2.240 TP=0.183"}]
[null,null,null,null,null,null,null,null,null,null,null,null,null,null,null,null,null,null,null,null,null,null,null,null,null,null,null,null,null,null,null,null,null,null,null,null,null,null,null,null,null,null,null,null,null,null,null,null,null,null,null,null,null,null,null,null,null,null,null,null,null,null,null,null,null,null,null,null,{"$f":"'Event Mean Concentrations'!M11","v":"Agricultural - General: TN=2.800 TP=0.487"}]
[null,null,null,null,null,null,null,null,null,null,null,null,null,null,null,null,null,null,"DCIA:",{"$f":"IF(E10=$BQ$5,0,G17)","v":0},{"$f":"IF(E12=$BU$5,0,G19)","v":0},"%",null,null,null,null,null,null,null,{"$f":"$G$16","v":0},{"$f":"$G$17","v":0},null,null,null,{"$f":"$G$18","v":0},{"$f":"$G$19","v":0},null,null,null,{"$f":"$G$31","v":0},{"$f":"$G$32","v":0},null,null,null,{"$f":"$G$33","v":0},{"$f":"$G$34","v":0},null,null,null,{"$f":"$G$46","v":0},{"$f":"$G$47","v":0},null,null,null,{"$f":"$G$48","v":0},{"$f":"$G$49","v":0},null,null,null,{"$f":"$G$61","v":0},{"$f":"$G$62","v":0},null,null,null,{"$f":"$G$63","v":0},{"$f":"$G$64","v":0},null,null,{"$f":"'Event Mean Concentrations'!M12","v":"Agricultural - Pasture: TN=3.510TP=0.686"}]
[null,null,null,null,"CLICK ON CELL BELOW TO SELECT",null,null,null,null,null,null,null,"PRE:",null,null,"POST:",null,null,"N Conc:",{"$f":"IF($L$13=$X$4,IF(ISERROR(VLOOKUP($E$10,'Event Mean Concentrations'!$M$10:$T$38,5,FALSE))=TRUE,0,VLOOKUP($E$10,'Event Mean Concentrations'!$M$10:$T$38,5,FALSE)),M10)","v":0},"mg/L",null,null,null,null,null,null,null,null,null,null,null,null,null,null,null,null,null,null,null,null,null,null,null,null,null,null,null,null,null,null,null,null,null,null,null,null,null,null,null,null,null,null,null,null,null,null,null,{"$f":"'Event Mean Concentrations'!M13","v":"Agricultural - Row Crops: TN=2.650 TP=0.593 "}]
[null,"Pre-development land use:",null,null,null,null,null,null,null,null,null,"EMC(N):",null,"mg/L",null,null,"mg/L",null,"P Conc:",{"$f":"IF($L$13=$X$4,IF(ISERROR(VLOOKUP($E$10,'Event Mean Concentrations'!$M$10:$T$38,7,FALSE))=TRUE,0,VLOOKUP($E$10,'Event Mean Concentrations'!$M$10:$T$38,7,FALSE)),M11)","v":0},"mg/L",null,null,null,null,null,null,null,"R.Down:",{"$f":"(ROUNDDOWN(AD8/10,0)*10)","v":0},{"$f":"(ROUNDDOWN(AE8/10,0)*10)","v":0},{"$f":"VLOOKUP(AD$14,'Stormwater Treatment Analysis'!$AH$8:$BD$23,23,FALSE)","v":{"$error":"#N/A"}},null,"R.Down:",{"$f":"(ROUNDDOWN(AI8/10,0)*10)","v":0},{"$f":"(ROUNDDOWN(AJ8/10,0)*10)","v":0},{"$f":"VLOOKUP(AI$14,'Stormwater Treatment Analysis'!$AH$8:$BD$23,23,FALSE)","v":{"$error":"#N/A"}},null,"R.Down:",{"$f":"(ROUNDDOWN(AN8/10,0)*10)","v":0},{"$f":"(ROUNDDOWN(AO8/10,0)*10)","v":0},{"$f":"VLOOKUP(AN$14,'Stormwater Treatment Analysis'!$AH$8:$BD$23,23,FALSE)","v":{"$error":"#N/A"}},null,"R.Down:",{"$f":"(ROUNDDOWN(AS8/10,0)*10)","v":0},{"$f":"(ROUNDDOWN(AT8/10,0)*10)","v":0},{"$f":"VLOOKUP(AS$14,'Stormwater Treatment Analysis'!$AH$8:$BD$23,23,FALSE)","v":{"$error":"#N/A"}},null,"R.Down:",{"$f":"(ROUNDDOWN(AX8/10,0)*10)","v":0},{"$f":"(ROUNDDOWN(AY8/10,0)*10)","v":0},{"$f":"VLOOKUP(AX$14,'Stormwater Treatment Analysis'!$AH$8:$BD$23,23,FALSE)","v":{"$error":"#N/A"}},null,"R.Down:",{"$f":"(ROUNDDOWN(BC8/10,0)*10)","v":0},{"$f":"(ROUNDDOWN(BD8/10,0)*10)","v":0},{"$f":"VLOOKUP(BC$14,'Stormwater Treatment Analysis'!$AH$8:$BD$23,23,FALSE)","v":{"$error":"#N/A"}},null,"R.Down:",{"$f":"(ROUNDDOWN(BH8/10,0)*10)","v":0},{"$f":"(ROUNDDOWN(BI8/10,0)*10)","v":0},{"$f":"VLOOKUP(BH$14,'Stormwater Treatment Analysis'!$AH$8:$BD$23,23,FALSE)","v":{"$error":"#N/A"}},null,"R.Down:",{"$f":"(ROUNDDOWN(BM8/10,0)*10)","v":0},{"$f":"(ROUNDDOWN(BN8/10,0)*10)","v":0},{"$f":"VLOOKUP(BM$14,'Stormwater Treatment Analysis'!$AH$8:$BD$23,23,FALSE)","v":{"$error":"#N/A"}},null,{"$f":"'Event Mean Concentrations'!M14","v":"Conventional Roofs: TN=1.050 TP=0.120"}]
[null,null,"with default EMCs",null,"CLICK ON CELL BELOW TO SELECT",null,null,null,null,null,null,"EMC(P):",null,"mg/L",null,null,"mg/L",null,"R. Coeff:",{"$f":"IF(ISERROR($AD$23)=TRUE,0,($AD$23))","v":0},"C value",null,null,null,null,null,null,null,"Diff:",{"$f":"AD8-AD10","v":0},{"$f":"AE8-AE10","v":0},{"$f":"VLOOKUP(AE$14,'Stormwater Treatment Analysis'!$AH$8:$BD$23,23,FALSE)","v":{"$error":"#N/A"}},null,"Diff:",{"$f":"AI8-AI10","v":0},{"$f":"AJ8-AJ10","v":0},{"$f":"VLOOKUP(AJ$14,'Stormwater Treatment Analysis'!$AH$8:$BD$23,23,FALSE)","v":{"$error":"#N/A"}},null,"Diff:",{"$f":"AN8-AN10","v":0},{"$f":"AO8-AO10","v":0},{"$f":"VLOOKUP(AO$14,'Stormwater Treatment Analysis'!$AH$8:$BD$23,23,FALSE)","v":{"$error":"#N/A"}},null,"Diff:",{"$f":"AS8-AS10","v":0},{"$f":"AT8-AT10","v":0},{"$f":"VLOOKUP(AT$14,'Stormwater Treatment Analysis'!$AH$8:$BD$23,23,FALSE)","v":{"$error":"#N/A"}},null,"Diff:",{"$f":"AX8-AX10","v":0},{"$f":"AY8-AY10","v":0},{"$f":"VLOOKUP(AY$14,'Stormwater Treatment Analysis'!$AH$8:$BD$23,23,FALSE)","v":{"$error":"#N/A"}},null,"Diff:",{"$f":"BC8-BC10","v":0},{"$f":"BD8-BD10","v":0},{"$f":"VLOOKUP(BD$14,'Stormwater Treatment Analysis'!$AH$8:$BD$23,23,FALSE)","v":{"$error":"#N/A"}},null,"Diff:",{"$f":"BH8-BH10","v":0},{"$f":"BI8-BI10","v":0},{"$f":"VLOOKUP(BI$14,'Stormwater Treatment Analysis'!$AH$8:$BD$23,23,FALSE)","v":{"$error":"#N/A"}},null,"Diff:",{"$f":"BM8-BM10","v":0},{"$f":"BN8-BN10","v":0},{"$f":"VLOOKUP(BN$14,'Stormwater Treatment Analysis'!$AH$8:$BD$23,23,FALSE)","v":{"$error":"#N/A"}},null,{"$f":"'Event Mean Concentrations'!M15","v":"High-Intensity Commercial: TN=2.40 TP=0.345"}]
[null,"Post-development land use:",null,null,null,null,null,null,null,null,null,null,null,null,null,null,null,null,"R. Vol:",{"$f":"('General Site Information'!$H$13*$AA$23*$T11/12)","v":0},"Ac-Ft/year",null,null,null,null,null,null,null,null,null,null,{"$f":"VLOOKUP(AD$14,'Stormwater Treatment Analysis'!$AH$8:$BD$23,23,FALSE)","v":{"$error":"#N/A"}},null,null,null,null,{"$f":"VLOOKUP(AI$14,'Stormwater Treatment Analysis'!$AH$8:$BD$23,23,FALSE)","v":{"$error":"#N/A"}},null,null,null,null,{"$f":"VLOOKUP(AN$14,'Stormwater Treatment Analysis'!$AH$8:$BD$23,23,FALSE)","v":{"$error":"#N/A"}},null,null,null,null,{"$f":"VLOOKUP(AS$14,'Stormwater Treatment Analysis'!$AH$8:$BD$23,23,FALSE)","v":{"$error":"#N/A"}},null,null,null,null,{"$f":"VLOOKUP(AX$14,'Stormwater Treatment Analysis'!$AH$8:$BD$23,23,FALSE)","v":{"$error":"#N/A"}},null,null,null,null,{"$f":"VLOOKUP(BC$14,'Stormwater Treatment Analysis'!$AH$8:$BD$23,23,FALSE)","v":{"$error":"#N/A"}},null,null,null,null,{"$f":"VLOOKUP(BH$14,'Stormwater Treatment Analysis'!$AH$8:$BD$23,23,FALSE)","v":{"$error":"#N/A"}},null,null,null,null,{"$f":"VLOOKUP(BM$14,'Stormwater Treatment Analysis'!$AH$8:$BD$23,23,FALSE)","v":{"$error":"#N/A"}},null,{"$f":"'Event Mean Concentrations'!M16","v":"Highway: TN=1.520 TP=0.200"}]
[null,null,"with default EMCs",null,null,null,null,null,null,null,null,"USE DEFAULT CONCENTRATIONS",null,null,null,null,null,null,"N Mass:",{"$f":"($T12*43560*7.48*3.785*$T9/1000000)","v":0},"kg/year",null,null,null,null,null,null,null,null,null,null,{"$f":"VLOOKUP(AE$14,'Stormwater Treatment Analysis'!$AH$8:$BD$23,23,FALSE)","v":{"$error":"#N/A"}},null,null,null,null,{"$f":"VLOOKUP(AJ$14,'Stormwater Treatment Analysis'!$AH$8:$BD$23,23,FALSE)","v":{"$error":"#N/A"}},null,null,null,null,{"$f":"VLOOKUP(AO$14,'Stormwater Treatment Analysis'!$AH$8:$BD$23,23,FALSE)","v":{"$error":"#N/A"}},null,null,null,null,{"$f":"VLOOKUP(AT$14,'Stormwater Treatment Analysis'!$AH$8:$BD$23,23,FALSE)","v":{"$error":"#N/A"}},null,null,null,null,{"$f":"VLOOKUP(AY$14,'Stormwater Treatment Analysis'!$AH$8:$BD$23,23,FALSE)","v":{"$error":"#N/A"}},null,null,null,null,{"$f":"VLOOKUP(BD$14,'Stormwater Treatment Analysis'!$AH$8:$BD$23,23,FALSE)","v":{"$error":"#N/A"}},null,null,null,null,{"$f":"VLOOKUP(BI$14,'Stormwater Treatment Analysis'!$AH$8:$BD$23,23,FALSE)","v":{"$error":"#N/A"}},null,null,null,null,{"$f":"VLOOKUP(BN$14,'Stormwater Treatment Analysis'!$AH$8:$BD$23,23,FALSE)","v":{"$error":"#N/A"}},null,{"$f":"'Event Mean Concentrations'!M17","v":"Light Industrial: TN=1.200 TP=0.260"}]
[null,"Total pre-development catchment area:",null,null,null,null,null,"AC",null,null,null,null,null,null,null,null,null,null,"P Mass:",{"$f":"($T12*43560*7.48*3.785*$T10/1000000)","v":0},"kg/year",null,null,null,null,null,null,null,null,{"$f":"IF(AD11>5,AD10+5,AD10)","v":0},{"$f":"IF($AD$8>95,98,AD14+5)","v":5},null,null,null,{"$f":"IF(AI11>5,AI10+5,AI10)","v":0},{"$f":"IF($AI$8>95,98,AI14+5)","v":5},null,null,null,{"$f":"IF(AN11>5,AN10+5,AN10)","v":0},{"$f":"IF($AN$8>95,98,AN14+5)","v":5},null,null,null,{"$f":"IF(AS11>5,AS10+5,AS10)","v":0},{"$f":"IF($AS$8>95,98,AS14+5)","v":5},null,null,null,{"$f":"IF(AX11>5,AX10+5,AX10)","v":0},{"$f":"IF($AX$8>95,98,AX14+5)","v":5},null,null,null,{"$f":"IF(BC11>5,BC10+5,BC10)","v":0},{"$f":"IF($BC$8>95,98,BC14+5)","v":5},null,null,null,{"$f":"IF(BH11>5,BH10+5,BH10)","v":0},{"$f":"IF($AX$8>95,98,BH14+5)","v":5},null,null,null,{"$f":"IF(BM11>5,BM10+5,BM10)","v":0},{"$f":"IF($BC$8>95,98,BM14+5)","v":5},null,null,{"$f":"'Event Mean Concentrations'!M18","v":"Low-Density Residential: TN=1.610 TP= 0.191"}]
[null,"Total post-development catchment or BMP analysis area:",null,null,null,null,null,"AC",null,"Average annual pre runoff volume:",null,null,null,null,null,{"$f":"IF(T12=0, \"\",T12)","v":""},"ac-ft/year",null,"N Conc:",{"$f":"IF($L$13=$X$4,IF(ISERROR(VLOOKUP($E$12,'Event Mean Concentrations'!$M$10:$T$38,5,FALSE))=TRUE,0,VLOOKUP($E$12,'Event Mean Concentrations'!$M$10:$T$38,5,FALSE)),P10)","v":0},"mg/L",null,null,null,null,null,null,null,{"$f":"IF(AE11>5,AE10+5,AE10)","v":0},{"$f":"HLOOKUP(AC$15,'Stormwater Treatment Analysis'!$AH$8:$BD$23,AF$10,TRUE)","v":{"$error":"#REF!"}},{"$f":"HLOOKUP(AC$15,'Stormwater Treatment Analysis'!$AH$8:$BD$23,AF$11,TRUE)","v":{"$error":"#REF!"}},null,null,{"$f":"IF(AJ11>5,AJ10+5,AJ10)","v":0},{"$f":"HLOOKUP(AH$15,'Stormwater Treatment Analysis'!$AH$8:$BD$23,AK$10,TRUE)","v":{"$error":"#REF!"}},{"$f":"HLOOKUP(AH$15,'Stormwater Treatment Analysis'!$AH$8:$BD$23,AK$11,TRUE)","v":{"$error":"#REF!"}},null,null,{"$f":"IF(AO11>5,AO10+5,AO10)","v":0},{"$f":"HLOOKUP(AM$15,'Stormwater Treatment Analysis'!$AH$8:$BD$23,AP$10,TRUE)","v":{"$error":"#REF!"}},{"$f":"HLOOKUP(AM$15,'Stormwater Treatment Analysis'!$AH$8:$BD$23,AP$11,TRUE)","v":{"$error":"#REF!"}},null,null,{"$f":"IF(AT11>5,AT10+5,AT10)","v":0},{"$f":"HLOOKUP(AR$15,'Stormwater Treatment Analysis'!$AH$8:$BD$23,AU$10,TRUE)","v":{"$error":"#REF!"}},{"$f":"HLOOKUP(AR$15,'Stormwater Treatment Analysis'!$AH$8:$BD$23,AU$11,TRUE)","v":{"$error":"#REF!"}},null,null,{"$f":"IF(AY11>5,AY10+5,AY10)","v":0},{"$f":"HLOOKUP(AW$15,'Stormwater Treatment Analysis'!$AH$8:$BD$23,AZ$10,TRUE)","v":{"$error":"#REF!"}},{"$f":"HLOOKUP(AW$15,'Stormwater Treatment Analysis'!$AH$8:$BD$23,AZ$11,TRUE)","v":{"$error":"#REF!"}},null,null,{"$f":"IF(BD11>5,BD10+5,BD10)","v":0},{"$f":"HLOOKUP(BB$15,'Stormwater Treatment Analysis'!$AH$8:$BD$23,BE$10,TRUE)","v":{"$error":"#REF!"}},{"$f":"HLOOKUP(BB$15,'Stormwater Treatment Analysis'!$AH$8:$BD$23,BE$11,TRUE)","v":{"$error":"#REF!"}},null,null,{"$f":"IF(BI11>5,BI10+5,BI10)","v":0},{"$f":"HLOOKUP(BG$15,'Stormwater Treatment Analysis'!$AH$8:$BD$23,BJ$10,TRUE)","v":{"$error":"#REF!"}},{"$f":"HLOOKUP(BG$15,'Stormwater Treatment Analysis'!$AH$8:$BD$23,BJ$11,TRUE)","v":{"$error":"#REF!"}},null,null,{"$f":"IF(BN11>5,BN10+5,BN10)","v":0},{"$f":"HLOOKUP(BL$15,'Stormwater Treatment Analysis'!$AH$8:$BD$23,BO$10,TRUE)","v":{"$error":"#REF!"}},{"$f":"HLOOKUP(BL$15,'Stormwater Treatment Analysis'!$AH$8:$BD$23,BO$11,TRUE)","v":{"$error":"#REF!"}},null,null,{"$f":"'Event Mean Concentrations'!M19","v":"Low-Intensity Commercial: TN=1.13 TP=0.188"}]
[null,"Pre-development Non DCIA CN:",null,null,null,null,null,null,null,"Average annual post runoff volume (note no BMP area):",null,null,null,null,null,{"$f":"IF(T18=0, \"\",T18)","v":""},"ac-ft/year",null,"P Conc:",{"$f":"IF($L$13=$X$4,IF(ISERROR(VLOOKUP($E$12,'Event Mean Concentrations'!$M$10:$T$38,7,FALSE))=TRUE,0,VLOOKUP($E$12,'Event Mean Concentrations'!$M$10:$T$38,7,FALSE)),P11)","v":0},"mg/L",null,null,null,null,null,null,null,{"$f":"AC15+5","v":5},{"$f":"HLOOKUP(AC$16,'Stormwater Treatment Analysis'!$AH$8:$BD$23,AF$12,TRUE)","v":{"$error":"#REF!"}},{"$f":"HLOOKUP(AC$16,'Stormwater Treatment Analysis'!$AH$8:$BD$23,AF$13,TRUE)","v":{"$error":"#REF!"}},null,null,{"$f":"AH15+5","v":5},{"$f":"HLOOKUP(AH$16,'Stormwater Treatment Analysis'!$AH$8:$BD$23,AK$12,TRUE)","v":{"$error":"#REF!"}},{"$f":"HLOOKUP(AH$16,'Stormwater Treatment Analysis'!$AH$8:$BD$23,AK$13,TRUE)","v":{"$error":"#REF!"}},null,null,{"$f":"AM15+5","v":5},{"$f":"HLOOKUP(AM$16,'Stormwater Treatment Analysis'!$AH$8:$BD$23,AP$12,TRUE)","v":{"$error":"#REF!"}},{"$f":"HLOOKUP(AM$16,'Stormwater Treatment Analysis'!$AH$8:$BD$23,AP$13,TRUE)","v":{"$error":"#REF!"}},null,null,{"$f":"AR15+5","v":5},{"$f":"HLOOKUP(AR$16,'Stormwater Treatment Analysis'!$AH$8:$BD$23,AU$12,TRUE)","v":{"$error":"#REF!"}},{"$f":"HLOOKUP(AR$16,'Stormwater Treatment Analysis'!$AH$8:$BD$23,AU$13,TRUE)","v":{"$error":"#REF!"}},null,null,{"$f":"AW15+5","v":5},{"$f":"HLOOKUP(AW$16,'Stormwater Treatment Analysis'!$AH$8:$BD$23,AZ$12,TRUE)","v":{"$error":"#REF!"}},{"$f":"HLOOKUP(AW$16,'Stormwater Treatment Analysis'!$AH$8:$BD$23,AZ$13,TRUE)","v":{"$error":"#REF!"}},null,null,{"$f":"BB15+5","v":5},{"$f":"HLOOKUP(BB$16,'Stormwater Treatment Analysis'!$AH$8:$BD$23,BE$12,TRUE)","v":{"$error":"#REF!"}},{"$f":"HLOOKUP(BB$16,'Stormwater Treatment Analysis'!$AH$8:$BD$23,BE$13,TRUE)","v":{"$error":"#REF!"}},null,null,{"$f":"BG15+5","v":5},{"$f":"HLOOKUP(BG$16,'Stormwater Treatment Analysis'!$AH$8:$BD$23,BJ$12,TRUE)","v":{"$error":"#REF!"}},{"$f":"HLOOKUP(BG$16,'Stormwater Treatment Analysis'!$AH$8:$BD$23,BJ$13,TRUE)","v":{"$error":"#REF!"}},null,null,{"$f":"BL15+5","v":5},{"$f":"HLOOKUP(BL$16,'Stormwater Treatment Analysis'!$AH$8:$BD$23,BO$12,TRUE)","v":{"$error":"#REF!"}},{"$f":"HLOOKUP(BL$16,'Stormwater Treatment Analysis'!$AH$8:$BD$23,BO$13,TRUE)","v":{"$error":"#REF!"}},null,null,{"$f":"'Event Mean Concentrations'!M20","v":"Mining / Extractive: TN=1.180 TP=0.150"}]
[null,"Pre-development DCIA percentage:",null,null,null,null,null,"%",null,"Pre-development Annual Mass Loading - Nitrogen:",null,null,null,null,null,{"$f":"T13","v":0},"kg/year",null,"R. Coeff:",{"$f":"IF(ISERROR($AI$23)=TRUE,0,($AI$23))","v":0},"C value",null,null,null,null,null,null,null,null,null,null,null,null,null,null,null,null,null,null,null,null,null,null,null,null,null,null,null,null,null,null,null,null,null,null,null,null,null,null,null,null,null,null,null,null,null,null,null,{"$f":"'Event Mean Concentrations'!M21","v":"Multi-Family: TN=2.230 TP=0.520"}]
[null,"Post-development Non DCIA CN:",null,null,null,null,null,null,null,"Pre-development Annual Mass Loading - Phosphorus:",null,null,null,null,null,{"$f":"T14","v":0},"kg/year",null,"R. Vol:",{"$f":"('General Site Information'!$H$13*$AA$27*$T17/12)","v":0},"Ac-Ft/year",null,null,null,null,null,null,null,null,{"$f":"AD$8","v":0},null,null,null,null,{"$f":"AI$8","v":0},null,null,null,null,{"$f":"AN$8","v":0},null,null,null,null,{"$f":"AS$8","v":0},null,null,null,null,{"$f":"AX$8","v":0},null,null,null,null,{"$f":"BC$8","v":0},null,null,null,null,{"$f":"BH$8","v":0},null,null,null,null,{"$f":"BM$8","v":0},null,null,null,{"$f":"'Event Mean Concentrations'!M22","v":"Single-Family: TN=2.070 TP=0.327"}]
[null,"Post-development DCIA percentage:",null,null,null,null,null,"%",null,"Post-development Annual Mass Loading - Nitrogen:",null,null,null,null,null,{"$f":"T19","v":0},"kg/year",null,"N Mass:",{"$f":"IF(G15=0,0,($T18*43560*7.48*3.785*$T15/1000000))","v":0},"kg/year",null,null,null,null,null,null,null,{"$f":"AC$15","v":0},{"$f":"(AD$15+((AE$15-AD$15)/(AE$14-AD$14)*(AD$8-AD$14)))","v":{"$error":"#REF!"}},null,null,null,{"$f":"AH$15","v":0},{"$f":"(AI$15+((AJ$15-AI$15)/(AJ$14-AI$14)*(AI$8-AI$14)))","v":{"$error":"#REF!"}},null,null,null,{"$f":"AM$15","v":0},{"$f":"(AN$15+((AO$15-AN$15)/(AO$14-AN$14)*(AN$8-AN$14)))","v":{"$error":"#REF!"}},null,null,null,{"$f":"AR$15","v":0},{"$f":"(AS$15+((AT$15-AS$15)/(AT$14-AS$14)*(AS$8-AS$14)))","v":{"$error":"#REF!"}},null,null,null,{"$f":"AW$15","v":0},{"$f":"(AX$15+((AY$15-AX$15)/(AY$14-AX$14)*(AX$8-AX$14)))","v":{"$error":"#REF!"}},null,null,null,{"$f":"BB$15","v":0},{"$f":"(BC$15+((BD$15-BC$15)/(BD$14-BC$14)*(BC$8-BC$14)))","v":{"$error":"#REF!"}},null,null,null,{"$f":"BG$15","v":0},{"$f":"(BH$15+((BI$15-BH$15)/(BI$14-BH$14)*(BH$8-BH$14)))","v":{"$error":"#REF!"}},null,null,null,{"$f":"BL$15","v":0},{"$f":"(BM$15+((BN$15-BM$15)/(BN$14-BM$14)*(BM$8-BM$14)))","v":{"$error":"#REF!"}},null,null,null,{"$f":"'Event Mean Concentrations'!M23","v":"Undeveloped - Dry Prairie: TN=1.950 TP=0.107"}]
[null,"Estimated BMPArea (No loading from this area)",null,null,null,null,null,"AC",null,"Post-development Annual Mass Loading - Phosphorus:",null,null,null,null,null,{"$f":"T20","v":0},"kg/year",null,"P Mass:",{"$f":"IF(G15=0,0,($T18*43560*7.48*3.785*$T16/1000000))","v":0},"kg/year",null,null,null,null,null,null,null,{"$f":"AC$16","v":5},{"$f":"(AD$16+((AE$16-AD$16)/(AE$14-AD$14)*(AD$8-AD$14)))","v":{"$error":"#REF!"}},null,null,null,{"$f":"AH16","v":5},{"$f":"(AI$16+((AJ$16-AI$16)/(AJ$14-AI$14)*(AI$8-AI$14)))","v":{"$error":"#REF!"}},null,null,null,{"$f":"AM$16","v":5},{"$f":"(AN$16+((AO$16-AN$16)/(AO$14-AN$14)*(AN$8-AN$14)))","v":{"$error":"#REF!"}},null,null,null,{"$f":"AR16","v":5},{"$f":"(AS$16+((AT$16-AS$16)/(AT$14-AS$14)*(AS$8-AS$14)))","v":{"$error":"#REF!"}},null,null,null,{"$f":"AW$16","v":5},{"$f":"(AX$16+((AY$16-AX$16)/(AY$14-AX$14)*(AX$8-AX$14)))","v":{"$error":"#REF!"}},null,null,null,{"$f":"BB16","v":5},{"$f":"(BC$16+((BD$16-BC$16)/(BD$14-BC$14)*(BC$8-BC$14)))","v":{"$error":"#REF!"}},null,null,null,{"$f":"BG$16","v":5},{"$f":"(BH$16+((BI$16-BH$16)/(BI$14-BH$14)*(BH$8-BH$14)))","v":{"$error":"#REF!"}},null,null,null,{"$f":"BL16","v":5},{"$f":"(BM$16+((BN$16-BM$16)/(BN$14-BM$14)*(BM$8-BM$14)))","v":{"$error":"#REF!"}},null,null,null,{"$f":"'Event Mean Concentrations'!M24","v":"Undeveloped - Hydric Hammock: TN=1.072 TP=0.026"}]
[null,"CATCHMENT NO.2 CHARACTERISTICS:                                                           ",null,null,null,null,null,null,null,null,null,"OVERWRITE DEFAULT CONCENTRATIONS:",null,null,null,null,null,null,"CN:",{"$f":"IF(E25=$BQ$5,0,G31)","v":0},{"$f":"IF(E27=$BU$5,0,G33)","v":0},null,null,null,null,null,null,null,null,null,null,null,null,null,null,null,null,null,null,null,null,null,null,null,null,null,null,null,null,null,null,null,null,null,null,null,null,null,null,null,null,null,null,null,null,null,null,null,{"$f":"'Event Mean Concentrations'!M25","v":"Undeveloped - Marl Prairie: TN=0.603 TP=0.010"}]
[null,null,null,null,null,null,null,null,null,null,null,null,null,null,null,null,null,null,null,null,null,null,null,null,null,null,null,null,null,{"$f":"AD$8","v":0},null,null,null,null,{"$f":"AI$8","v":0},null,null,null,null,{"$f":"AN$8","v":0},null,null,null,null,{"$f":"AS$8","v":0},null,null,null,null,{"$f":"AX$8","v":0},null,null,null,null,{"$f":"BC$8","v":0},null,null,null,null,{"$f":"BH$8","v":0},null,null,null,null,{"$f":"BM$8","v":0},null,null,null,{"$f":"'Event Mean Concentrations'!M26","v":"Undeveloped - Mesic Flatwoods: TN=1.000 TP=0.034"}]
[null,null,null,null,null,null,null,null,null,null,null,null,null,null,null,null,null,null,"DCIA:",{"$f":"IF(E25=$BQ$5,0,G32)","v":0},{"$f":"IF(E27=$BU$5,0,G34)","v":0},"%",null,"Basin 1 Pre Area:",null,null,{"$f":"IF(E10=BQ5,0,G14)","v":0},"ac",{"$f":"AE$8","v":0},{"$f":"(AD$19+((AD$20-AD$19)/(AC$20-AC$19)*(AC$23-AC$19)))","v":{"$error":"#REF!"}},null,null,null,{"$f":"AJ$8","v":0},{"$f":"(AI$19+((AI$20-AI$19)/(AH$20-AH$19)*(AH$23-AH$19)))","v":{"$error":"#REF!"}},null,null,null,{"$f":"AO$8","v":0},{"$f":"(AN$19+((AN$20-AN$19)/(AM$20-AM$19)*(AM$23-AM$19)))","v":{"$error":"#REF!"}},null,null,null,{"$f":"AT$8","v":0},{"$f":"(AS$19+((AS$20-AS$19)/(AR$20-AR$19)*(AR$23-AR$19)))","v":{"$error":"#REF!"}},null,null,null,{"$f":"AY$8","v":0},{"$f":"(AX$19+((AX$20-AX$19)/(AW$20-AW$19)*(AW$23-AW$19)))","v":{"$error":"#REF!"}},null,null,null,{"$f":"BD$8","v":0},{"$f":"(BC$19+((BC$20-BC$19)/(BB$20-BB$19)*(BB$23-BB$19)))","v":{"$error":"#REF!"}},null,null,null,{"$f":"BI$8","v":0},{"$f":"(BH$19+((BH$20-BH$19)/(BG$20-BG$19)*(BG$23-BG$19)))","v":{"$error":"#REF!"}},null,null,null,{"$f":"BN$8","v":0},{"$f":"(BM$19+((BM$20-BM$19)/(BL$20-BL$19)*(BL$23-BL$19)))","v":{"$error":"#REF!"}},null,null,null,{"$f":"'Event Mean Concentrations'!M27","v":"Undeveloped - Mixed Hardwood: TN=0.288 TP=0.501"}]
[null,null,null,null,"CLICK ON CELL BELOW TO SELECT",null,null,null,null,null,null,null,"PRE:",null,null,"POST:",null,null,"N Conc:",{"$f":"IF($L$28=$X$4,IF(ISERROR(VLOOKUP($E$25,'Event Mean Concentrations'!$M$10:$T$38,5,FALSE))=TRUE,0,VLOOKUP($E$25,'Event Mean Concentrations'!$M$10:$T$38,5,FALSE)),M25)","v":0},"mg/L",null,null,"Basin 2 Pre Area:",null,null,{"$f":"IF(E25=BQ5,0,G29)","v":0},"ac",null,null,null,null,null,null,null,null,null,null,null,null,null,null,null,null,null,null,null,null,null,null,null,null,null,null,null,null,null,null,null,null,null,null,null,null,null,null,null,null,{"$f":"'Event Mean Concentrations'!M28","v":"Undeveloped - Ruderal/Upland Pine: TN=1.318 TP=0.347"}]
[null,"Pre-development land use:",null,null,null,null,null,null,null,null,null,"EMC(N):",null,"mg/L",null,null,"mg/L",null,"P Conc:",{"$f":"IF($L$28=$X$4,IF(ISERROR(VLOOKUP($E$25,'Event Mean Concentrations'!$M$10:$T$38,7,FALSE))=TRUE,0,VLOOKUP($E$25,'Event Mean Concentrations'!$M$10:$T$38,7,FALSE)),M26)","v":0},"mg/L",null,null,"Basin 3 Pre Area:",null,null,{"$f":"IF(E40=BQ5,0,G44)","v":0},"ac",null,null,null,null,null,null,null,null,null,null,null,null,null,null,null,null,null,null,null,null,null,null,null,null,null,null,null,null,null,null,null,null,null,null,null,null,null,null,null,null,{"$f":"'Event Mean Concentrations'!M29","v":"Undeveloped - Scrubby Flatwoods: TN=1.023 TP=0.027 "}]
[null,null,"with default EMCs",null,"CLICK ON CELL BELOW TO SELECT",null,null,null,null,null,null,"EMC(P):",null,"mg/L",null,null,"mg/L",null,"R. Coeff:",{"$f":"IF(ISERROR($AN$23)=TRUE,0,($AN$23))","v":0},"C value",null,null,"Basin 4 Pre Area:",null,null,{"$f":"IF(E55=BQ5,0,G59)","v":0},"ac",null,"Catchment Configurations",null,null,null,null,null,null,null,null,null,null,null,null,null,null,null,null,null,null,null,null,null,null,null,null,null,null,null,null,null,null,null,null,null,null,null,null,null,null,{"$f":"'Event Mean Concentrations'!M30","v":"Undeveloped - Upland Hardwood: TN=0.891 TP=0.269"}]
[null,"Post-development land use:",null,null,null,null,null,null,null,null,null,null,null,null,null,null,null,null,"R. Vol:",{"$f":"('General Site Information'!$H$13*$AA$24*$T26/12)","v":0},"Ac-Ft/year",null,null,"Basin 1 Post Area:",null,null,{"$f":"IF(E12=BU5,0,G15-G20)","v":0},"ac",null,"Select Catchment Configuration",null,null,null,null,null,null,null,null,null,null,null,null,null,null,null,null,null,null,null,null,null,null,null,null,null,null,null,null,null,null,null,null,null,null,null,null,null,null,{"$f":"'Event Mean Concentrations'!M31","v":"Undeveloped - Upland Mixed: TN=0.676 TP=2.291"}]
[null,null,"with default EMCs",null,null,null,null,null,null,null,null,"USE DEFAULT CONCENTRATIONS",null,null,null,null,null,null,"N Mass:",{"$f":"($T27*43560*7.48*3.785*$T24/1000000)","v":0},"kg/year",null,null,"Basin 2 Post Area:",null,null,{"$f":"IF(E27=BU5,0,G30-G35)","v":0},"ac",null,{"$f":"'Catch Config.'!$B$12","v":"A - Single Catchment"},null,null,null,1,1,"Catchment 2",null,null,null,null,null,null,null,null,null,null,null,null,null,null,null,null,null,null,null,null,null,null,null,null,null,null,null,null,null,null,null,null,{"$f":"'Event Mean Concentrations'!M32","v":"Undeveloped - Wet Flatwoods: TN=1.175 TP=0.015"}]
[null,"Total pre-development catchment area:",null,null,null,null,null,"AC",null,null,null,null,null,null,null,null,null,null,"P Mass:",{"$f":"($T27*43560*7.48*3.785*$T25/1000000)","v":0},"kg/year",null,null,"Basin 3 Post Area:",null,null,{"$f":"IF(E42=BU5,0,G45-G50)","v":0},"ac",null,{"$f":"'Catch Config.'!$B$21","v":"B - 2 Catchment-Series"},null,null,null,2,2,{"$f":"VLOOKUP($G$5,$AD$28:$AH$42,5,FALSE)","v":{"$error":"#N/A"}},{"$f":"VLOOKUP($G$5,$AD$28:$AI$42,6,FALSE)","v":{"$error":"#N/A"}},null,null,null,null,null,null,null,null,null,null,null,null,null,null,null,null,null,null,null,null,null,null,null,null,null,null,null,null,null,null,null,{"$f":"'Event Mean Concentrations'!M33","v":"Undeveloped - Wet Prairie: TN=0.776 TP=0.009"}]
[null,"Total post-development catchment or BMP analysis area:",null,null,null,null,null,"AC",null,"Average annual pre runoff volume:",null,null,null,null,null,{"$f":"IF(T27=0, \"\",T27)","v":""},"ac-ft/year",null,"N Conc:",{"$f":"IF($L$28=$X$4,IF(ISERROR(VLOOKUP($E$27,'Event Mean Concentrations'!$M$10:$T$38,5,FALSE))=TRUE,0,VLOOKUP($E$27,'Event Mean Concentrations'!$M$10:$T$38,5,FALSE)),P25)","v":0},"mg/L",null,null,"Basin 4 Post Area:",null,null,{"$f":"IF(E57=BU5,0,G60-G65)","v":0},"ac",null,{"$f":"'Catch Config.'!$B$32","v":"C - 2 Catchment-Parallel"},null,null,null,2,3,null,null,null,null,null,null,null,null,null,null,null,null,null,null,null,null,null,null,null,null,null,null,null,null,null,null,null,null,null,null,null,null,null,{"$f":"'Event Mean Concentrations'!M34","v":"Undeveloped - Xeric Hammock: TN=1.318 TP=2.816"}]
[null,"Pre-development Non DCIA CN:",null,null,null,null,null,null,null,"Average annual post runoff volume (note no BMP area):",null,null,null,null,null,{"$f":"IF(T33=0, \"\",T33)","v":""},"ac-ft/year",null,"P Conc:",{"$f":"IF($L$28=$X$4,IF(ISERROR(VLOOKUP($E$27,'Event Mean Concentrations'!$M$10:$T$38,7,FALSE))=TRUE,0,VLOOKUP($E$27,'Event Mean Concentrations'!$M$10:$T$38,7,FALSE)),P26)","v":0},"mg/L",null,null,null,null,null,null,null,null,{"$f":"'Catch Config.'!$B$41","v":"D - 3 Catchment-Series"},null,null,null,3,4,"Catchment 3",null,null,null,null,null,null,null,null,null,null,null,null,null,null,null,null,null,null,null,null,null,null,null,null,null,null,null,null,null,null,null,null,{"$f":"'Event Mean Concentrations'!M35","v":"Undeveloped - Xeric Scrub: TN=1.158 TP=0.096"}]
[null,"Pre-development DCIA percentage:",null,null,null,null,null,"%",null,"Pre-development Annual Mass Loading - Nitrogen:",null,null,null,null,null,{"$f":"T28","v":0},"kg/year",null,"R. Coeff:",{"$f":"IF(ISERROR($AS$23)=TRUE,0,($AS$23))","v":0},"C value",null,null,"Pre N Conc:",null,null,{"$f":"IF(ISERROR((T9*$T$12+T24*$T$27+T39*$T$42+T54*$T$57)/($AA$42))=TRUE,0,(T9*$T$12+T24*$T$27+T39*$T$42+T54*$T$57)/($AA$42))","v":0},"mg/L",null,{"$f":"'Catch Config.'!$L$17","v":"E - 3 Catchment-Parallel"},null,null,null,3,5,{"$f":"VLOOKUP($G$5,$AD$28:$AH$42,5,FALSE)","v":{"$error":"#N/A"}},null,null,null,null,null,null,null,null,null,null,null,null,null,null,null,null,null,null,null,null,null,null,null,null,null,null,null,null,null,null,null,null,{"$f":"'Event Mean Concentrations'!M36","v":"Apopka Open Space/Recreation/Fallow Crop: TN=1.100 TP=0.50"}]
[null,"Post-development Non DCIA CN:",null,null,null,null,null,null,null,"Pre-development Annual Mass Loading - Phosphorus:",null,null,null,null,null,{"$f":"T29","v":0},"kg/year",null,"R. Vol:",{"$f":"('General Site Information'!$H$13*$AA$28*$T32/12)","v":0},"Ac-Ft/year",null,null,"Pre P Conc:",null,null,{"$f":"IF(ISERROR((T10*$T$12+T25*$T$27+T40*$T$42+T55*$T$57)/($AA$42))=TRUE,0,(T10*$T$12+T25*$T$27+T40*$T$42+T55*$T$57)/($AA$42))","v":0},"mg/L",null,{"$f":"'Catch Config.'!$L$28","v":"F - Mixed-3 Catchment-2 Series-Parallel (A)"},null,null,null,3,6,null,null,null,null,null,null,null,null,null,null,null,null,null,null,null,null,null,null,null,null,null,null,null,null,null,null,null,null,null,null,null,null,null,{"$f":"'Event Mean Concentrations'!M37","v":"Apopka Forests/Abandoned Tree Crops: TN=1.250 TP=0.080"}]
[null,"Post-development DCIA percentage:",null,null,null,null,null,"%",null,"Post-development Annual Mass Loading - Nitrogen:",null,null,null,null,null,{"$f":"T34","v":0},"kg/year",null,"N Mass:",{"$f":"IF(G30=0,0,($T33*43560*7.48*3.785*$T30/1000000))","v":0},"kg/year",null,null,"Post N Conc:",null,null,{"$f":"IF(ISERROR((T15*$T$18+T30*$T$33+T45*$T$48+T60*$T$63)/($AA$49))=TRUE,0,(T15*$T$18+T30*$T$33+T45*$T$48+T60*$T$63)/($AA$49))","v":0},"mg/L",null,{"$f":"'Catch Config.'!$L$37","v":"G - Mixed-3 Catchment-2 Series-Parallel (B)"},null,null,null,3,7,"Catchment 4",null,null,null,null,null,null,null,null,null,null,null,null,null,null,null,null,null,null,null,null,null,null,null,null,null,null,null,null,null,null,null,null,{"$f":"'Event Mean Concentrations'!M38","v":"Undeveloped / Rangeland / Forest: TN=1.150 TP=0.055"}]
[null,"Estimated BMPArea (No loading from this area)",null,null,null,null,null,"AC",null,"Post-development Annual Mass Loading - Phosphorus:",null,null,null,null,null,{"$f":"T35","v":0},"kg/year",null,"P Mass:",{"$f":"IF(G30=0,0,($T33*43560*7.48*3.785*$T31/1000000))","v":0},"kg/year",null,null,"Post P Conc:",null,null,{"$f":"IF(ISERROR((T16*$T$18+T31*$T$33+T46*$T$48+T61*$T$63)/($AA$49))=TRUE,0,(T16*$T$18+T31*$T$33+T46*$T$48+T61*$T$63)/($AA$49))","v":0},"mg/L",null,{"$f":"'Catch Config.'!$L$42","v":"H - 4 Catchment-Series"},null,null,null,4,8,{"$f":"VLOOKUP($G$5,$AD$28:$AH$42,5,FALSE)","v":{"$error":"#N/A"}},null,null,null,null,null,null,null,null,null,null,null,null,null,null,null,null,null,null,null,null,null,null,null,null,null,null,null,null,null,null,null,null,"User Defined (must over write concentrations) "]
[null,"CATCHMENT NO.3 CHARACTERISTICS:                                                         ",null,null,null,null,null,null,null,null,null,"OVERWRITE DEFAULT CONCENTRATIONS:",null,null,null,null,null,null,"CN:",{"$f":"IF(E40=$BQ$5,0,G46)","v":0},{"$f":"IF(E42=$BU$5,0,G48)","v":0},null,null,null,null,null,null,null,null,{"$f":"'Catch Config.'!$Y$16","v":"I - Mixed-4 Catchment-Series (A)"},null,null,null,4,9]
[null,null,null,null,null,null,null,null,null,null,null,null,null,null,null,null,null,null,null,null,null,null,null,null,null,null,null,null,null,{"$f":"'Catch Config.'!$Y$25","v":"J - Mixed-4 Catchment-3 Series-Parallel"},null,null,null,4,10]
[null,null,null,null,null,null,null,null,null,null,null,null,null,null,null,null,null,null,"DCIA:",{"$f":"IF(E40=$BQ$5,0,G47)","v":0},{"$f":"IF(E42=$BU$5,0,G49)","v":0},"%",null,null,null,null,null,null,null,{"$f":"'Catch Config.'!$Y$37","v":"K - Mixed-4 Catchment-Series (B)"},null,null,null,4,11]
[null,null,null,null,"CLICK ON CELL BELOW TO SELECT",null,null,null,null,null,null,null,"PRE:",null,null,"POST:",null,null,"N Conc:",{"$f":"IF($L$43=$X$4,IF(ISERROR(VLOOKUP($E$40,'Event Mean Concentrations'!$M$10:$T$38,5,FALSE))=TRUE,0,VLOOKUP($E$40,'Event Mean Concentrations'!$M$10:$T$38,5,FALSE)),M40)","v":0},"mg/L",null,null,"Pre-development:",null,null,{"$f":"SUM(AA23:AA26)","v":0},"ac",null,{"$f":"'Catch Config.'!$Y$52","v":"L - 4 Catchment-Parallel"},null,null,null,4,12]
[null,"Pre-development land use:",null,null,null,null,null,null,null,null,null,"EMC(N):",null,"mg/L",null,null,"mg/L",null,"P Conc:",{"$f":"IF($L$43=$X$4,IF(ISERROR(VLOOKUP($E$40,'Event Mean Concentrations'!$M$10:$T$38,7,FALSE))=TRUE,0,VLOOKUP($E$40,'Event Mean Concentrations'!$M$10:$T$38,7,FALSE)),M41)","v":0},"mg/L",null,null,"Non DCIA CN:",null,null,{"$f":"IF(ISERROR((T6*G14+T21*G29+T36*G44+T51*G59)/AA39)=TRUE,0,(T6*G14+T21*G29+T36*G44+T51*G59)/AA39)","v":0},null,null,{"$f":"'Catch Config.'!$AI$14","v":"M - Mixed-4 Catchment-2 Series"},null,null,null,4,13]
[null,null,"with default EMCs",null,"CLICK ON CELL BELOW TO SELECT",null,null,null,null,null,null,"EMC(P):",null,"mg/L",null,null,"mg/L",null,"R. Coeff:",{"$f":"IF(ISERROR($AX$23)=TRUE,0,($AX$23))","v":0},"C value",null,null,"DCIA Percentage:",null,null,{"$f":"IF(ISERROR((G14*T8+G29*T23+G44*T38+G59*T53)/(AA39))=TRUE,0,(G14*T8+G29*T23+G44*T38+G59*T53)/(AA39))","v":0},"%",null,{"$f":"'Catch Config.'!$AI$34","v":"N - Mixed-4 Catchment-2 Series-2 Parallel"},null,null,null,4,14]
[null,"Post-development land use:",null,null,null,null,null,null,null,null,null,null,null,null,null,null,null,null,"R. Vol:",{"$f":"('General Site Information'!$H$13*$AA$25*$T41/12)","v":0},"Ac-Ft/year",null,null,"Total runoff volume:",null,null,{"$f":"SUM(T12,T27,T42,T57)","v":0},"Ac-Ft/year",null,"O - Mixed-4 Catchment- Parallel- Series",null,null,null,4,15]
[null,null,"with default EMCs",null,null,null,null,null,null,null,null,"USE DEFAULT CONCENTRATIONS",null,null,null,null,null,null,"N Mass:",{"$f":"($T42*43560*7.48*3.785*$T39/1000000)","v":0},"kg/year",null,null,"Total Mass Nitrogen:",null,null,{"$f":"SUM(P17,P32,P47,P62)","v":0},"kg/year"]
[null,"Total pre-development catchment area:",null,null,null,null,null,"AC",null,null,null,null,null,null,null,null,null,null,"P Mass:",{"$f":"($T42*43560*7.48*3.785*$T40/1000000)","v":0},"kg/year",null,null,"Total Mass Phosphorus:",null,0,{"$f":"SUM(P18,P33,P48,P63)","v":0},"kg/year",null,"Required Treatment Efficiency"]
[null,"Total post-development catchment or BMP analysis area:",null,null,null,null,null,"AC",null,"Average annual pre runoff volume:",null,null,null,null,null,{"$f":"IF(T42=0, \"\",T42)","v":""},"ac-ft/year",null,"N Conc:",{"$f":"IF($L$43=$X$4,IF(ISERROR(VLOOKUP($E$42,'Event Mean Concentrations'!$M$10:$T$38,5,FALSE))=TRUE,0,VLOOKUP($E$42,'Event Mean Concentrations'!$M$10:$T$38,5,FALSE)),P40)","v":0},"mg/L",null,null,null,null,null,null,null,null,null,"N","P"]
[null,"Pre-development Non DCIA CN:",null,null,null,null,null,null,null,"Average annual post runoff volume (note no BMP area):",null,null,null,null,null,{"$f":"IF(T48=0, \"\",T48)","v":""},"ac-ft/year",null,"P Conc:",{"$f":"IF($L$43=$X$4,IF(ISERROR(VLOOKUP($E$42,'Event Mean Concentrations'!$M$10:$T$38,7,FALSE))=TRUE,0,VLOOKUP($E$42,'Event Mean Concentrations'!$M$10:$T$38,7,FALSE)),P41)","v":0},"mg/L",null,null,"Post-development:",null,null,{"$f":"SUM(AA27:AA30)","v":0},"ac",null,"Catchment 1",{"$f":"IF('Stormwater Treatment Analysis'!AA5=2, \"TBD\", IF('Stormwater Treatment Analysis'!$AA$5=1,'Stormwater Treatment Analysis'!$AA$6,IF(1-('Watershed Characteristics'!P17/'Watershed Characteristics'!P19)<0,0,IF(ISERROR((1-('Watershed Characteristics'!P17/'Watershed Characteristics'!P19))*100)=TRUE,0,(1-('Watershed Characteristics'!P17/'Watershed Characteristics'!P19))*100))))","v":{"$error":"#DIV/0!"}},{"$f":"IF('Stormwater Treatment Analysis'!AA5=2, \"TBD\", IF('Stormwater Treatment Analysis'!$AA$5=1,'Stormwater Treatment Analysis'!$AB$6,IF(1-('Watershed Characteristics'!P18/'Watershed Characteristics'!P20)<0,0,IF(ISERROR((1-('Watershed Characteristics'!P18/'Watershed Characteristics'!P20))*100)=TRUE,0,(1-('Watershed Characteristics'!P18/'Watershed Characteristics'!P20))*100))))","v":{"$error":"#DIV/0!"}}]
[null,"Pre-development DCIA percentage:",null,null,null,null,null,"%",null,"Pre-development Annual Mass Loading - Nitrogen:",null,null,null,null,null,{"$f":"T43","v":0},"kg/year",null,"R. Coeff:",{"$f":"IF(ISERROR($BC$23)=TRUE,0,($BC$23))","v":0},"C value",null,null,"Non DCIA CN:",null,null,{"$f":"IF(ISERROR((U6*AA27+U21*AA28+U36*AA29+U51*AA30)/(AA46))=TRUE,0,(U6*AA27+U21*AA28+U36*AA29+U51*AA30)/(AA46))","v":0},null,null,"Catchment 2",{"$f":"IF('Stormwater Treatment Analysis'!AA5=2, \"TBD\", IF('Stormwater Treatment Analysis'!$AA$5=1,'Stormwater Treatment Analysis'!$AA$6,IF(1-('Watershed Characteristics'!P32/'Watershed Characteristics'!P34)<0,0,IF(ISERROR((1-('Watershed Characteristics'!P32/'Watershed Characteristics'!P34))*100)=TRUE,0,(1-('Watershed Characteristics'!P32/'Watershed Characteristics'!P34))*100))))","v":{"$error":"#DIV/0!"}},{"$f":"IF('Stormwater Treatment Analysis'!AA5=2, \"TBD\", IF('Stormwater Treatment Analysis'!$AA$5=1,'Stormwater Treatment Analysis'!$AB$6,IF(1-('Watershed Characteristics'!P33/'Watershed Characteristics'!P35)<0,0,IF(ISERROR((1-('Watershed Characteristics'!P33/'Watershed Characteristics'!P35))*100)=TRUE,0,(1-('Watershed Characteristics'!P33/'Watershed Characteristics'!P35))*100))))","v":{"$error":"#DIV/0!"}}]
[null,"Post-development Non DCIA CN:",null,null,null,null,null,null,null,"Pre-development Annual Mass Loading - Phosphorus:",null,null,null,null,null,{"$f":"T44","v":0},"kg/year",null,"R. Vol:",{"$f":"('General Site Information'!$H$13*$AA$29*$T47/12)","v":0},"Ac-Ft/year",null,null,"DCIA Percentage:",null,null,{"$f":"IF(ISERROR((U8*AA27+U23*AA28+U38*AA29+U53*AA30)/(AA46))=TRUE,0,(U8*AA27+U23*AA28+U38*AA29+U53*AA30)/(AA46))","v":0},"%",null,"Catchment 3",{"$f":"IF('Stormwater Treatment Analysis'!AA5=2, \"TBD\", IF('Stormwater Treatment Analysis'!$AA$5=1,'Stormwater Treatment Analysis'!$AA$6,IF(1-('Watershed Characteristics'!P47/'Watershed Characteristics'!P49)<0,0,IF(ISERROR((1-('Watershed Characteristics'!P47/'Watershed Characteristics'!P49))*100)=TRUE,0,(1-('Watershed Characteristics'!P47/'Watershed Characteristics'!P49))*100))))","v":{"$error":"#DIV/0!"}},{"$f":"IF('Stormwater Treatment Analysis'!AA5=2, \"TBD\", IF('Stormwater Treatment Analysis'!$AA$5=1,'Stormwater Treatment Analysis'!$AB$6,IF(1-('Watershed Characteristics'!P48/'Watershed Characteristics'!P50)<0,0,IF(ISERROR((1-('Watershed Characteristics'!P48/'Watershed Characteristics'!P50))*100)=TRUE,0,(1-('Watershed Characteristics'!P48/'Watershed Characteristics'!P50))*100))))","v":{"$error":"#DIV/0!"}}]
[null,"Post-development DCIA percentage:",null,null,null,null,null,"%",null,"Post-development Annual Mass Loading - Nitrogen:",null,null,null,null,null,{"$f":"T49","v":0},"kg/year",null,"N Mass:",{"$f":"IF(G45=0,0,($T48*43560*7.48*3.785*$T45/1000000))","v":0},"kg/year",null,null,"Total runoff volume:",null,null,{"$f":"SUM(T18,T33,T48,T63)","v":0},"Ac-Ft/year",null,"Catchment 4",{"$f":"IF('Stormwater Treatment Analysis'!AA5=2, \"TBD\", IF('Stormwater Treatment Analysis'!$AA$5=1,'Stormwater Treatment Analysis'!$AA$6,IF(1-('Watershed Characteristics'!P62/'Watershed Characteristics'!P64)<0,0,IF(ISERROR((1-('Watershed Characteristics'!P62/'Watershed Characteristics'!P64))*100)=TRUE,0,(1-('Watershed Characteristics'!P62/'Watershed Characteristics'!P64))*100))))","v":{"$error":"#DIV/0!"}},{"$f":"IF('Stormwater Treatment Analysis'!AA5=2, \"TBD\", IF('Stormwater Treatment Analysis'!$AA$5=1,'Stormwater Treatment Analysis'!$AB$6,IF(1-('Watershed Characteristics'!P63/'Watershed Characteristics'!P65)<0,0,IF(ISERROR((1-('Watershed Characteristics'!P63/'Watershed Characteristics'!P65))*100)=TRUE,0,(1-('Watershed Characteristics'!P63/'Watershed Characteristics'!P65))*100))))","v":{"$error":"#DIV/0!"}}]
[null,"Estimated BMPArea (no loading from this area)",null,null,null,null,null,"AC",null,"Post-development Annual Mass Loading - Phosphorus:",null,null,null,null,null,{"$f":"T50","v":0},"kg/year",null,"P Mass:",{"$f":"IF(G45=0,0,($T48*43560*7.48*3.785*$T46/1000000))","v":0},"kg/year",null,null,"Total Mass Nitrogen:",null,null,{"$f":"SUM(P19,P34,P49,P64)","v":0},"kg/year"]
[null,"CATCHMENT NO.4 CHARACTERISTICS:                                                                ",null,null,null,null,null,null,null,null,null,"OVERWRITE DEFAULT CONCENTRATIONS:",null,null,null,null,null,null,"CN:",{"$f":"IF(E55=$BQ$5,0,G61)","v":0},{"$f":"IF(E57=$BU$5,0,G63)","v":0},null,null,"Total Mass Phosphorus:",null,null,{"$f":"SUM(P20,P35,P50,P65)","v":0},"kg/year",null,"Overall",{"$f":"IF('Stormwater Treatment Analysis'!AA5=2, \"TBD\", IF('Stormwater Treatment Analysis'!$AA$5=1,'Stormwater Treatment Analysis'!$AA$6,IF(1-((T13+T28+T43+T58)/(T19+T34+T49+T64))<0,0,IF(ISERROR((1-((T13+T28+T43+T58)/(T19+T34+T49+T64)))*100)=TRUE,0,(1-((T13+T28+T43+T58)/(T19+T34+T49+T64)))*100))))","v":{"$error":"#DIV/0!"}},{"$f":"IF('Stormwater Treatment Analysis'!AA5=2, \"TBD\", IF('Stormwater Treatment Analysis'!$AA$5=1,'Stormwater Treatment Analysis'!$AB$6,IF(1-((T14+T29+T44+T59)/(T20+T35+T50+T65))<0,0,IF(ISERROR((1-((T14+T29+T44+T59)/(T20+T35+T50+T65)))*100)=TRUE,0,(1-((T14+T29+T44+T59)/(T20+T35+T50+T65)))*100))))","v":{"$error":"#DIV/0!"}}]
[]
[null,null,null,null,null,null,null,null,null,null,null,null,null,null,null,null,null,null,"DCIA:",{"$f":"IF(E55=$BQ$5,0,G62)","v":0},{"$f":"IF(E57=$BU$5,0,G64)","v":0},"%"]
[null,null,null,null,"CLICK ON CELL BELOW TO SELECT",null,null,null,null,null,null,null,"PRE:",null,null,"POST:",null,null,"N Conc:",{"$f":"IF($L$58=$X$4,IF(ISERROR(VLOOKUP($E$55,'Event Mean Concentrations'!$M$10:$T$38,5,FALSE))=TRUE,0,VLOOKUP($E$55,'Event Mean Concentrations'!$M$10:$T$38,5,FALSE)),M55)","v":0},"mg/L"]
[null,"Pre-development land use:",null,null,null,null,null,null,null,null,null,"EMC(N):",null,"mg/L",null,null,"mg/L",null,"P Conc:",{"$f":"IF($L$58=$X$4,IF(ISERROR(VLOOKUP($E$55,'Event Mean Concentrations'!$M$10:$T$38,7,FALSE))=TRUE,0,VLOOKUP($E$55,'Event Mean Concentrations'!$M$10:$T$38,7,FALSE)),M56)","v":0},"mg/L"]
[null,null,"with default EMCs",null,"CLICK ON CELL BELOW TO SELECT",null,null,null,null,null,null,"EMC(P):",null,"mg/L",null,null,"mg/L",null,"R. Coeff:",{"$f":"IF(ISERROR($BH$23)=TRUE,0,($BH$23))","v":0},"C value"]
[null,"Post-development land use:",null,null,null,null,null,null,null,null,null,null,null,null,null,null,null,null,"R. Vol:",{"$f":"('General Site Information'!$H$13*$AA$26*$T56/12)","v":0},"Ac-Ft/year"]
[null,null,"with default EMCs",null,null,null,null,null,null,null,null,"USE DEFAULT CONCENTRATIONS",null,null,null,null,null,null,"N Mass:",{"$f":"($T57*43560*7.48*3.785*$T54/1000000)","v":0},"kg/year"]
[null,"Total pre-development catchment area:",null,null,null,null,null,"AC",null,null,null,null,null,null,null,null,null,null,"P Mass:",{"$f":"($T57*43560*7.48*3.785*$T55/1000000)","v":0},"kg/year"]
[null,"Total post-development catchment or BMP analysis area:",null,null,null,null,null,"AC",null,"Average annual pre runoff volume:",null,null,null,null,null,{"$f":"IF(T57=0, \"\",T57)","v":""},"ac-ft/year",null,"N Conc:",{"$f":"IF($L$58=$X$4,IF(ISERROR(VLOOKUP($E$57,'Event Mean Concentrations'!$M$10:$T$38,5,FALSE))=TRUE,0,VLOOKUP($E$57,'Event Mean Concentrations'!$M$10:$T$38,5,FALSE)),P55)","v":0},"mg/L"]
[null,"Pre-development Non DCIA CN:",null,null,null,null,null,null,null,"Average annual post runoff volume (note no BMP area):",null,null,null,null,null,{"$f":"IF(T63=0, \"\",T63)","v":""},"ac-ft/year",null,"P Conc:",{"$f":"IF($L$58=$X$4,IF(ISERROR(VLOOKUP($E$57,'Event Mean Concentrations'!$M$10:$T$38,7,FALSE))=TRUE,0,VLOOKUP($E$57,'Event Mean Concentrations'!$M$10:$T$38,7,FALSE)),P56)","v":0},"mg/L"]
[null,"Pre-development DCIA percentage:",null,null,null,null,null,"%",null,"Pre-development Annual Mass Loading - Nitrogen:",null,null,null,null,null,{"$f":"T58","v":0},"kg/year",null,"R. Coeff:",{"$f":"IF(ISERROR($BM$23)=TRUE,0,($BM$23))","v":0},"C value"]
[null,"Post-development Non DCIA CN:",null,null,null,null,null,null,null,"Pre-development Annual Mass Loading - Phosphorus:",null,null,null,null,null,{"$f":"T59","v":0},"kg/year",null,"R. Vol:",{"$f":"('General Site Information'!$H$13*$AA$30*$T62/12)","v":0},"Ac-Ft/year"]
[null,"Post-development DCIA percentage:",null,null,null,null,null,"%",null,"Post-development Annual Mass Loading - Nitrogen:",null,null,null,null,null,{"$f":"T64","v":0},"kg/year",null,"N Mass:",{"$f":"IF(G60=0,0,($T63*43560*7.48*3.785*$T60/1000000))","v":0},"kg/year"]
[null,"Estimated BMPArea (no loading from this area)",null,null,null,null,null,"AC",null,"Post-development Annual Mass Loading - Phosphorus:",null,null,null,null,null,{"$f":"T65","v":0},"kg/year",null,"P Mass:",{"$f":"IF(G60=0,0,($T63*43560*7.48*3.785*$T61/1000000))","v":0},"kg/year"]

{"sheet":"Stormwater Treatment Analysis","index":3,"n_rows":378,"n_cols":76,"rows_kept":378,"cut":false,"hidden":false,"merged":[[2,17,2,18],[1,17,1,18],[1,14,1,16],[2,14,2,16],[1,7,2,7],[1,8,2,13],[352,34,352,53],[289,34,289,53],[310,34,310,53],[265,27,266,30],[349,38,351,53],[349,33,351,37],[331,34,331,53],[349,27,350,30],[286,27,287,30],[307,27,308,30],[328,27,329,30],[268,34,268,53],[328,33,330,37],[265,38,267,53],[265,33,267,37],[286,38,288,53],[55,38,57,53],[55,33,57,37],[58,34,58,53],[76,38,78,53],[3,33,5,37],[34,33,36,37],[6,34,6,54],[3,38,5,54],[34,38,36,53],[244,27,245,30],[244,38,246,53],[76,33,78,37],[1,1,2,6],[3,1,4,9],[118,27,119,30],[34,27,35,30],[55,27,56,30],[97,38,99,53],[97,33,99,37],[79,34,79,53],[37,34,37,53],[76,27,77,30],[97,27,98,30],[121,34,121,53],[139,33,141,37],[160,38,162,53],[118,33,120,37],[118,38,120,53],[100,34,100,53],[247,34,247,53],[223,33,225,37],[286,33,288,37],[328,38,330,53],[307,33,309,37],[307,38,309,53],[226,34,226,53],[244,33,246,37],[181,27,182,30],[139,27,140,30],[160,27,161,30],[223,38,225,53],[184,34,184,53],[163,34,163,53],[181,33,183,37],[202,33,204,37],[202,38,204,53],[181,38,183,53],[160,33,162,37],[139,38,141,53],[142,34,142,53],[223,27,224,30],[205,34,205,53],[202,27,203,30],[9,1,11,5],[40,1,43,3],[28,4,31,6],[28,7,31,9],[5,10,25,18],[32,13,38,18],[26,1,27,18],[28,13,31,15],[28,16,31,18],[40,4,43,6],[40,7,43,9],[5,1,8,9],[28,1,31,3],[32,1,35,3],[36,1,39,3],[28,10,31,12],[39,10,42,18],[12,2,13,7],[32,4,35,6],[36,4,39,6],[36,7,39,9],[32,7,35,9]]}
[]
[null,"STORMWATER TREATMENT ANALYSIS:",null,null,null,null,null,{"$f":"'General Site Information'!G2:G3","v":"V 7.6"},null,null,null,null,null,null,"Blue Numbers = ",null,null,"Input data",null,null,null,null,null,null,null,null,null,null,null,null,null,null,null,null,null,null,null,null,null,null,null,null,null,null,null,null,null,null,null,null,null,null,null,null,null,null,null,null,null,null,null,null,null,null,null,null,null,null,null,null,null,null,null,null,null,"USE DEFAULT CONCENTRATIONS"]
[null,null,null,null,null,null,null,null,null,null,null,null,null,null,"Red Numbers =",null,null,"Calculated",null,null,null,null,null,null,null,null,null,null,null,null,null,null,"PLEASE SELECT ZONE:","MEAN ANNUAL RUNOFF COEFFICIENTS:",null,null,null,null,null,null,null,null,null,null,null,null,null,null,null,null,null,null,null,null,null,null,null,null,null,null,null,null,null,null,null,"PLEASE SELECT PRE-DEV. LAND USE",null,null,null,"PLEASE SELECT POST-DEV. LAND USE",null,null,null,null,null,"OVERWRITE DEFAULT CONCENTRATIONS"]
[null,"If not done, specify pre- and post-development watershed characteristics.",null,null,null,null,null,null,null,null,null,null,null,null,null,null,null,null,null,null,null,null,null,null,null,null,null,null,null,null,null,null,"Zone 1",{"$f":"$AH$25","v":0},null,null,null,null,"Mean Annual Runoff Coefficients (C values) as a Function of DCIA Percentage and Non-DCIA Curve Number (CN)",null,null,null,null,null,null,null,null,null,null,null,null,null,null,null,null,null,null,null,null,null,null,null,null,null,null,{"$f":"'Event Mean Concentrations'!M10","v":"Agricultural - Citrus:    TN=2.240 TP=0.183"},null,null,null,{"$f":"'Event Mean Concentrations'!V10","v":0}]
[null,null,null,null,null,null,null,null,null,null,null,null,null,null,null,null,null,null,null,null,null,null,null,"Specified removal efficiency",null,null,{"$f":"IF('General Site Information'!H16='Stormwater Treatment Analysis'!X5,1,IF('General Site Information'!H16=\"BMP analysis\", 2, 0))","v":0},null,null,null,null,null,"Zone 2",null,null,null,null,null,null,null,null,null,null,null,null,null,null,null,null,null,null,null,null,null,null,null,null,null,null,null,null,null,null,null,null,{"$f":"'Event Mean Concentrations'!M11","v":"Agricultural - General: TN=2.800 TP=0.487"},null,null,null,{"$f":"'Event Mean Concentrations'!V11","v":0}]
[null,null,null,null,null,null,null,null,null,null,null,null,null,null,null,null,null,null,null,null,null,null,null,"Specified removal efficiency",null,null,{"$f":"'General Site Information'!J18","v":0},{"$f":"'General Site Information'!K18","v":0},null,null,null,null,"Zone 3",null,null,null,null,null,null,null,null,null,null,null,null,null,null,null,null,null,null,null,null,null,null,null,null,"Mean Annual Runoff Coefficients (C Values) as a Function",null,null,null,null,null,null,null,{"$f":"'Event Mean Concentrations'!M12","v":"Agricultural - Pasture: TN=3.510TP=0.686"},null,null,null,{"$f":"'Event Mean Concentrations'!V12","v":0}]
[null,null,null,null,null,null,null,null,null,null,null,null,null,null,null,null,null,null,null,null,null,null,null,null,null,null,null,null,null,null,null,null,"Zone 4","NDCIA CN","Percent DCIA",null,null,null,null,null,null,null,null,null,null,null,null,null,null,null,null,null,null,null,null,null,null,"of DCIA Percentage and Non-DCIA Curve Number (CN)",null,null,null,null,null,null,null,{"$f":"'Event Mean Concentrations'!M13","v":"Agricultural - Row Crops: TN=2.650 TP=0.593 "},null,null,null,{"$f":"'Event Mean Concentrations'!V13","v":0}]
[null,null,null,null,null,null,null,null,null,null,null,null,null,null,null,null,null,null,null,null,null,null,null,null,null,null,null,null,null,null,null,null,"Zone 5",null,0,5,10,15,20,25,30,35,40,45,50,55,60,65,70,75,80,85,90,95,100,null,null,null,null,null,null,null,null,null,null,{"$f":"'Event Mean Concentrations'!M14","v":"Conventional Roofs: TN=1.050 TP=0.120"},null,null,null,{"$f":"'Event Mean Concentrations'!V14","v":0},null,null,null,null,null,"USE SINGLE BASIN (FROM THIS PAGE)"]
[null,null,null,null,null,null,null,null,null,null,null,null,null,null,null,null,null,null,null,null,null,null,null,null,null,null,null,null,null,null,null,null,7,30,{"$f":"HLOOKUP(AI$25,'Appendix C'!$B$1:$DK$21,$AG9,FALSE)","v":{"$error":"#N/A"}},{"$f":"HLOOKUP(AJ$25,'Appendix C'!$B$1:$DK$21,$AG9,FALSE)","v":{"$error":"#N/A"}},{"$f":"HLOOKUP(AK$25,'Appendix C'!$B$1:$DK$21,$AG9,FALSE)","v":{"$error":"#N/A"}},{"$f":"HLOOKUP(AL$25,'Appendix C'!$B$1:$DK$21,$AG9,FALSE)","v":{"$error":"#N/A"}},{"$f":"HLOOKUP(AM$25,'Appendix C'!$B$1:$DK$21,$AG9,FALSE)","v":{"$error":"#N/A"}},{"$f":"HLOOKUP(AN$25,'Appendix C'!$B$1:$DK$21,$AG9,FALSE)","v":{"$error":"#N/A"}},{"$f":"HLOOKUP(AO$25,'Appendix C'!$B$1:$DK$21,$AG9,FALSE)","v":{"$error":"#N/A"}},{"$f":"HLOOKUP(AP$25,'Appendix C'!$B$1:$DK$21,$AG9,FALSE)","v":{"$error":"#N/A"}},{"$f":"HLOOKUP(AQ$25,'Appendix C'!$B$1:$DK$21,$AG9,FALSE)","v":{"$error":"#N/A"}},{"$f":"HLOOKUP(AR$25,'Appendix C'!$B$1:$DK$21,$AG9,FALSE)","v":{"$error":"#N/A"}},{"$f":"HLOOKUP(AS$25,'Appendix C'!$B$1:$DK$21,$AG9,FALSE)","v":{"$error":"#N/A"}},{"$f":"HLOOKUP(AT$25,'Appendix C'!$B$1:$DK$21,$AG9,FALSE)","v":{"$error":"#N/A"}},{"$f":"HLOOKUP(AU$25,'Appendix C'!$B$1:$DK$21,$AG9,FALSE)","v":{"$error":"#N/A"}},{"$f":"HLOOKUP(AV$25,'Appendix C'!$B$1:$DK$21,$AG9,FALSE)","v":{"$error":"#N/A"}},{"$f":"HLOOKUP(AW$25,'Appendix C'!$B$1:$DK$21,$AG9,FALSE)","v":{"$error":"#N/A"}},{"$f":"HLOOKUP(AX$25,'Appendix C'!$B$1:$DK$21,$AG9,FALSE)","v":{"$error":"#N/A"}},{"$f":"HLOOKUP(AY$25,'Appendix C'!$B$1:$DK$21,$AG9,FALSE)","v":{"$error":"#N/A"}},{"$f":"HLOOKUP(AZ$25,'Appendix C'!$B$1:$DK$21,$AG9,FALSE)","v":{"$error":"#N/A"}},{"$f":"HLOOKUP(BA$25,'Appendix C'!$B$1:$DK$21,$AG9,FALSE)","v":{"$error":"#N/A"}},{"$f":"HLOOKUP(BB$25,'Appendix C'!$B$1:$DK$21,$AG9,FALSE)","v":{"$error":"#N/A"}},{"$f":"HLOOKUP(BC$25,'Appendix C'!$B$1:$DK$21,$AG9,FALSE)","v":{"$error":"#N/A"}},2,null,null,null,null,null,null,null,null,null,{"$f":"'Event Mean Concentrations'!M15","v":"High-Intensity Commercial: TN=2.40 TP=0.345"},null,null,null,{"$f":"'Event Mean Concentrations'!V15","v":0},null,null,null,null,null,"USE MULTIPLE BASIN OPTION "]
[null,null,null,null,null,null,null,null,null,null,null,null,null,null,null,null,null,null,null,null,null,null,null,null,null,null,null,null,null,null,null,null,8,35,{"$f":"HLOOKUP(AI$25,'Appendix C'!$B$1:$DK$21,$AG10,FALSE)","v":{"$error":"#N/A"}},{"$f":"HLOOKUP(AJ$25,'Appendix C'!$B$1:$DK$21,$AG10,FALSE)","v":{"$error":"#N/A"}},{"$f":"HLOOKUP(AK$25,'Appendix C'!$B$1:$DK$21,$AG10,FALSE)","v":{"$error":"#N/A"}},{"$f":"HLOOKUP(AL$25,'Appendix C'!$B$1:$DK$21,$AG10,FALSE)","v":{"$error":"#N/A"}},{"$f":"HLOOKUP(AM$25,'Appendix C'!$B$1:$DK$21,$AG10,FALSE)","v":{"$error":"#N/A"}},{"$f":"HLOOKUP(AN$25,'Appendix C'!$B$1:$DK$21,$AG10,FALSE)","v":{"$error":"#N/A"}},{"$f":"HLOOKUP(AO$25,'Appendix C'!$B$1:$DK$21,$AG10,FALSE)","v":{"$error":"#N/A"}},{"$f":"HLOOKUP(AP$25,'Appendix C'!$B$1:$DK$21,$AG10,FALSE)","v":{"$error":"#N/A"}},{"$f":"HLOOKUP(AQ$25,'Appendix C'!$B$1:$DK$21,$AG10,FALSE)","v":{"$error":"#N/A"}},{"$f":"HLOOKUP(AR$25,'Appendix C'!$B$1:$DK$21,$AG10,FALSE)","v":{"$error":"#N/A"}},{"$f":"HLOOKUP(AS$25,'Appendix C'!$B$1:$DK$21,$AG10,FALSE)","v":{"$error":"#N/A"}},{"$f":"HLOOKUP(AT$25,'Appendix C'!$B$1:$DK$21,$AG10,FALSE)","v":{"$error":"#N/A"}},{"$f":"HLOOKUP(AU$25,'Appendix C'!$B$1:$DK$21,$AG10,FALSE)","v":{"$error":"#N/A"}},{"$f":"HLOOKUP(AV$25,'Appendix C'!$B$1:$DK$21,$AG10,FALSE)","v":{"$error":"#N/A"}},{"$f":"HLOOKUP(AW$25,'Appendix C'!$B$1:$DK$21,$AG10,FALSE)","v":{"$error":"#N/A"}},{"$f":"HLOOKUP(AX$25,'Appendix C'!$B$1:$DK$21,$AG10,FALSE)","v":{"$error":"#N/A"}},{"$f":"HLOOKUP(AY$25,'Appendix C'!$B$1:$DK$21,$AG10,FALSE)","v":{"$error":"#N/A"}},{"$f":"HLOOKUP(AZ$25,'Appendix C'!$B$1:$DK$21,$AG10,FALSE)","v":{"$error":"#N/A"}},{"$f":"HLOOKUP(BA$25,'Appendix C'!$B$1:$DK$21,$AG10,FALSE)","v":{"$error":"#N/A"}},{"$f":"HLOOKUP(BB$25,'Appendix C'!$B$1:$DK$21,$AG10,FALSE)","v":{"$error":"#N/A"}},{"$f":"HLOOKUP(BC$25,'Appendix C'!$B$1:$DK$21,$AG10,FALSE)","v":{"$error":"#N/A"}},3,null,null,null,null,null,null,null,null,null,{"$f":"'Event Mean Concentrations'!M16","v":"Highway: TN=1.520 TP=0.200"},null,null,null,{"$f":"'Event Mean Concentrations'!V16","v":0}]
[null,null,null,null,null,null,null,null,null,null,null,null,null,null,null,null,null,null,null,null,null,"IF(AA5=1,AA6,IF(1-(H16/H24)<0,0,IF(ISERROR((1-(H16/H24))*100)=TRUE,0,(1-(H16/H24))*100)))",null,null,null,null,null,null,null,null,null,null,9,40,{"$f":"HLOOKUP(AI$25,'Appendix C'!$B$1:$DK$21,$AG11,FALSE)","v":{"$error":"#N/A"}},{"$f":"HLOOKUP(AJ$25,'Appendix C'!$B$1:$DK$21,$AG11,FALSE)","v":{"$error":"#N/A"}},{"$f":"HLOOKUP(AK$25,'Appendix C'!$B$1:$DK$21,$AG11,FALSE)","v":{"$error":"#N/A"}},{"$f":"HLOOKUP(AL$25,'Appendix C'!$B$1:$DK$21,$AG11,FALSE)","v":{"$error":"#N/A"}},{"$f":"HLOOKUP(AM$25,'Appendix C'!$B$1:$DK$21,$AG11,FALSE)","v":{"$error":"#N/A"}},{"$f":"HLOOKUP(AN$25,'Appendix C'!$B$1:$DK$21,$AG11,FALSE)","v":{"$error":"#N/A"}},{"$f":"HLOOKUP(AO$25,'Appendix C'!$B$1:$DK$21,$AG11,FALSE)","v":{"$error":"#N/A"}},{"$f":"HLOOKUP(AP$25,'Appendix C'!$B$1:$DK$21,$AG11,FALSE)","v":{"$error":"#N/A"}},{"$f":"HLOOKUP(AQ$25,'Appendix C'!$B$1:$DK$21,$AG11,FALSE)","v":{"$error":"#N/A"}},{"$f":"HLOOKUP(AR$25,'Appendix C'!$B$1:$DK$21,$AG11,FALSE)","v":{"$error":"#N/A"}},{"$f":"HLOOKUP(AS$25,'Appendix C'!$B$1:$DK$21,$AG11,FALSE)","v":{"$error":"#N/A"}},{"$f":"HLOOKUP(AT$25,'Appendix C'!$B$1:$DK$21,$AG11,FALSE)","v":{"$error":"#N/A"}},{"$f":"HLOOKUP(AU$25,'Appendix C'!$B$1:$DK$21,$AG11,FALSE)","v":{"$error":"#N/A"}},{"$f":"HLOOKUP(AV$25,'Appendix C'!$B$1:$DK$21,$AG11,FALSE)","v":{"$error":"#N/A"}},{"$f":"HLOOKUP(AW$25,'Appendix C'!$B$1:$DK$21,$AG11,FALSE)","v":{"$error":"#N/A"}},{"$f":"HLOOKUP(AX$25,'Appendix C'!$B$1:$DK$21,$AG11,FALSE)","v":{"$error":"#N/A"}},{"$f":"HLOOKUP(AY$25,'Appendix C'!$B$1:$DK$21,$AG11,FALSE)","v":{"$error":"#N/A"}},{"$f":"HLOOKUP(AZ$25,'Appendix C'!$B$1:$DK$21,$AG11,FALSE)","v":{"$error":"#N/A"}},{"$f":"HLOOKUP(BA$25,'Appendix C'!$B$1:$DK$21,$AG11,FALSE)","v":{"$error":"#N/A"}},{"$f":"HLOOKUP(BB$25,'Appendix C'!$B$1:$DK$21,$AG11,FALSE)","v":{"$error":"#N/A"}},{"$f":"HLOOKUP(BC$25,'Appendix C'!$B$1:$DK$21,$AG11,FALSE)","v":{"$error":"#N/A"}},4,null,null,null,null,null,null,null,null,null,{"$f":"'Event Mean Concentrations'!M17","v":"Light Industrial: TN=1.200 TP=0.260"},null,null,null,{"$f":"'Event Mean Concentrations'!V17","v":0}]
[null,null,null,null,null,null,null,null,null,null,null,null,null,null,null,null,null,null,null,null,null,null,null,null,null,null,null,null,null,null,null,null,10,45,{"$f":"HLOOKUP(AI$25,'Appendix C'!$B$1:$DK$21,$AG12,FALSE)","v":{"$error":"#N/A"}},{"$f":"HLOOKUP(AJ$25,'Appendix C'!$B$1:$DK$21,$AG12,FALSE)","v":{"$error":"#N/A"}},{"$f":"HLOOKUP(AK$25,'Appendix C'!$B$1:$DK$21,$AG12,FALSE)","v":{"$error":"#N/A"}},{"$f":"HLOOKUP(AL$25,'Appendix C'!$B$1:$DK$21,$AG12,FALSE)","v":{"$error":"#N/A"}},{"$f":"HLOOKUP(AM$25,'Appendix C'!$B$1:$DK$21,$AG12,FALSE)","v":{"$error":"#N/A"}},{"$f":"HLOOKUP(AN$25,'Appendix C'!$B$1:$DK$21,$AG12,FALSE)","v":{"$error":"#N/A"}},{"$f":"HLOOKUP(AO$25,'Appendix C'!$B$1:$DK$21,$AG12,FALSE)","v":{"$error":"#N/A"}},{"$f":"HLOOKUP(AP$25,'Appendix C'!$B$1:$DK$21,$AG12,FALSE)","v":{"$error":"#N/A"}},{"$f":"HLOOKUP(AQ$25,'Appendix C'!$B$1:$DK$21,$AG12,FALSE)","v":{"$error":"#N/A"}},{"$f":"HLOOKUP(AR$25,'Appendix C'!$B$1:$DK$21,$AG12,FALSE)","v":{"$error":"#N/A"}},{"$f":"HLOOKUP(AS$25,'Appendix C'!$B$1:$DK$21,$AG12,FALSE)","v":{"$error":"#N/A"}},{"$f":"HLOOKUP(AT$25,'Appendix C'!$B$1:$DK$21,$AG12,FALSE)","v":{"$error":"#N/A"}},{"$f":"HLOOKUP(AU$25,'Appendix C'!$B$1:$DK$21,$AG12,FALSE)","v":{"$error":"#N/A"}},{"$f":"HLOOKUP(AV$25,'Appendix C'!$B$1:$DK$21,$AG12,FALSE)","v":{"$error":"#N/A"}},{"$f":"HLOOKUP(AW$25,'Appendix C'!$B$1:$DK$21,$AG12,FALSE)","v":{"$error":"#N/A"}},{"$f":"HLOOKUP(AX$25,'Appendix C'!$B$1:$DK$21,$AG12,FALSE)","v":{"$error":"#N/A"}},{"$f":"HLOOKUP(AY$25,'Appendix C'!$B$1:$DK$21,$AG12,FALSE)","v":{"$error":"#N/A"}},{"$f":"HLOOKUP(AZ$25,'Appendix C'!$B$1:$DK$21,$AG12,FALSE)","v":{"$error":"#N/A"}},{"$f":"HLOOKUP(BA$25,'Appendix C'!$B$1:$DK$21,$AG12,FALSE)","v":{"$error":"#N/A"}},{"$f":"HLOOKUP(BB$25,'Appendix C'!$B$1:$DK$21,$AG12,FALSE)","v":{"$error":"#N/A"}},{"$f":"HLOOKUP(BC$25,'Appendix C'!$B$1:$DK$21,$AG12,FALSE)","v":{"$error":"#N/A"}},5,null,null,null,null,null,null,null,null,null,{"$f":"'Event Mean Concentrations'!M18","v":"Low-Density Residential: TN=1.610 TP= 0.191"},null,null,null,{"$f":"'Event Mean Concentrations'!V18","v":0}]
[null,null,"Total Required Treatment Efficiency:",null,null,null,null,null,null,null,null,null,null,null,null,null,null,null,null,null,null,null,null,null,null,null,null,null,null,null,null,null,11,50,{"$f":"HLOOKUP(AI$25,'Appendix C'!$B$1:$DK$21,$AG13,FALSE)","v":{"$error":"#N/A"}},{"$f":"HLOOKUP(AJ$25,'Appendix C'!$B$1:$DK$21,$AG13,FALSE)","v":{"$error":"#N/A"}},{"$f":"HLOOKUP(AK$25,'Appendix C'!$B$1:$DK$21,$AG13,FALSE)","v":{"$error":"#N/A"}},{"$f":"HLOOKUP(AL$25,'Appendix C'!$B$1:$DK$21,$AG13,FALSE)","v":{"$error":"#N/A"}},{"$f":"HLOOKUP(AM$25,'Appendix C'!$B$1:$DK$21,$AG13,FALSE)","v":{"$error":"#N/A"}},{"$f":"HLOOKUP(AN$25,'Appendix C'!$B$1:$DK$21,$AG13,FALSE)","v":{"$error":"#N/A"}},{"$f":"HLOOKUP(AO$25,'Appendix C'!$B$1:$DK$21,$AG13,FALSE)","v":{"$error":"#N/A"}},{"$f":"HLOOKUP(AP$25,'Appendix C'!$B$1:$DK$21,$AG13,FALSE)","v":{"$error":"#N/A"}},{"$f":"HLOOKUP(AQ$25,'Appendix C'!$B$1:$DK$21,$AG13,FALSE)","v":{"$error":"#N/A"}},{"$f":"HLOOKUP(AR$25,'Appendix C'!$B$1:$DK$21,$AG13,FALSE)","v":{"$error":"#N/A"}},{"$f":"HLOOKUP(AS$25,'Appendix C'!$B$1:$DK$21,$AG13,FALSE)","v":{"$error":"#N/A"}},{"$f":"HLOOKUP(AT$25,'Appendix C'!$B$1:$DK$21,$AG13,FALSE)","v":{"$error":"#N/A"}},{"$f":"HLOOKUP(AU$25,'Appendix C'!$B$1:$DK$21,$AG13,FALSE)","v":{"$error":"#N/A"}},{"$f":"HLOOKUP(AV$25,'Appendix C'!$B$1:$DK$21,$AG13,FALSE)","v":{"$error":"#N/A"}},{"$f":"HLOOKUP(AW$25,'Appendix C'!$B$1:$DK$21,$AG13,FALSE)","v":{"$error":"#N/A"}},{"$f":"HLOOKUP(AX$25,'Appendix C'!$B$1:$DK$21,$AG13,FALSE)","v":{"$error":"#N/A"}},{"$f":"HLOOKUP(AY$25,'Appendix C'!$B$1:$DK$21,$AG13,FALSE)","v":{"$error":"#N/A"}},{"$f":"HLOOKUP(AZ$25,'Appendix C'!$B$1:$DK$21,$AG13,FALSE)","v":{"$error":"#N/A"}},{"$f":"HLOOKUP(BA$25,'Appendix C'!$B$1:$DK$21,$AG13,FALSE)","v":{"$error":"#N/A"}},{"$f":"HLOOKUP(BB$25,'Appendix C'!$B$1:$DK$21,$AG13,FALSE)","v":{"$error":"#N/A"}},{"$f":"HLOOKUP(BC$25,'Appendix C'!$B$1:$DK$21,$AG13,FALSE)","v":{"$error":"#N/A"}},6,null,null,null,null,null,null,null,null,null,{"$f":"'Event Mean Concentrations'!M19","v":"Low-Intensity Commercial: TN=1.13 TP=0.188"},null,null,null,{"$f":"'Event Mean Concentrations'!V19","v":0}]
[null,null,null,null,null,null,null,null,null,null,null,null,null,null,null,null,null,null,null,null,null,null,null,null,null,null,null,null,null,null,null,null,12,55,{"$f":"HLOOKUP(AI$25,'Appendix C'!$B$1:$DK$21,$AG14,FALSE)","v":{"$error":"#N/A"}},{"$f":"HLOOKUP(AJ$25,'Appendix C'!$B$1:$DK$21,$AG14,FALSE)","v":{"$error":"#N/A"}},{"$f":"HLOOKUP(AK$25,'Appendix C'!$B$1:$DK$21,$AG14,FALSE)","v":{"$error":"#N/A"}},{"$f":"HLOOKUP(AL$25,'Appendix C'!$B$1:$DK$21,$AG14,FALSE)","v":{"$error":"#N/A"}},{"$f":"HLOOKUP(AM$25,'Appendix C'!$B$1:$DK$21,$AG14,FALSE)","v":{"$error":"#N/A"}},{"$f":"HLOOKUP(AN$25,'Appendix C'!$B$1:$DK$21,$AG14,FALSE)","v":{"$error":"#N/A"}},{"$f":"HLOOKUP(AO$25,'Appendix C'!$B$1:$DK$21,$AG14,FALSE)","v":{"$error":"#N/A"}},{"$f":"HLOOKUP(AP$25,'Appendix C'!$B$1:$DK$21,$AG14,FALSE)","v":{"$error":"#N/A"}},{"$f":"HLOOKUP(AQ$25,'Appendix C'!$B$1:$DK$21,$AG14,FALSE)","v":{"$error":"#N/A"}},{"$f":"HLOOKUP(AR$25,'Appendix C'!$B$1:$DK$21,$AG14,FALSE)","v":{"$error":"#N/A"}},{"$f":"HLOOKUP(AS$25,'Appendix C'!$B$1:$DK$21,$AG14,FALSE)","v":{"$error":"#N/A"}},{"$f":"HLOOKUP(AT$25,'Appendix C'!$B$1:$DK$21,$AG14,FALSE)","v":{"$error":"#N/A"}},{"$f":"HLOOKUP(AU$25,'Appendix C'!$B$1:$DK$21,$AG14,FALSE)","v":{"$error":"#N/A"}},{"$f":"HLOOKUP(AV$25,'Appendix C'!$B$1:$DK$21,$AG14,FALSE)","v":{"$error":"#N/A"}},{"$f":"HLOOKUP(AW$25,'Appendix C'!$B$1:$DK$21,$AG14,FALSE)","v":{"$error":"#N/A"}},{"$f":"HLOOKUP(AX$25,'Appendix C'!$B$1:$DK$21,$AG14,FALSE)","v":{"$error":"#N/A"}},{"$f":"HLOOKUP(AY$25,'Appendix C'!$B$1:$DK$21,$AG14,FALSE)","v":{"$error":"#N/A"}},{"$f":"HLOOKUP(AZ$25,'Appendix C'!$B$1:$DK$21,$AG14,FALSE)","v":{"$error":"#N/A"}},{"$f":"HLOOKUP(BA$25,'Appendix C'!$B$1:$DK$21,$AG14,FALSE)","v":{"$error":"#N/A"}},{"$f":"HLOOKUP(BB$25,'Appendix C'!$B$1:$DK$21,$AG14,FALSE)","v":{"$error":"#N/A"}},{"$f":"HLOOKUP(BC$25,'Appendix C'!$B$1:$DK$21,$AG14,FALSE)","v":{"$error":"#N/A"}},7,null,null,null,null,null,null,null,null,null,{"$f":"'Event Mean Concentrations'!M20","v":"Mining / Extractive: TN=1.180 TP=0.150"},null,null,null,{"$f":"'Event Mean Concentrations'!V20","v":0}]
[null,null,"Required Treatment Eff (Nitrogen):",null,null,null,null,{"$f":"IFERROR('Watershed Characteristics'!AE51, \"\")","v":""},"%",null,null,null,null,null,null,null,null,null,null,null,null,null,null,null,null,null,null,null,null,null,null,null,13,60,{"$f":"HLOOKUP(AI$25,'Appendix C'!$B$1:$DK$21,$AG15,FALSE)","v":{"$error":"#N/A"}},{"$f":"HLOOKUP(AJ$25,'Appendix C'!$B$1:$DK$21,$AG15,FALSE)","v":{"$error":"#N/A"}},{"$f":"HLOOKUP(AK$25,'Appendix C'!$B$1:$DK$21,$AG15,FALSE)","v":{"$error":"#N/A"}},{"$f":"HLOOKUP(AL$25,'Appendix C'!$B$1:$DK$21,$AG15,FALSE)","v":{"$error":"#N/A"}},{"$f":"HLOOKUP(AM$25,'Appendix C'!$B$1:$DK$21,$AG15,FALSE)","v":{"$error":"#N/A"}},{"$f":"HLOOKUP(AN$25,'Appendix C'!$B$1:$DK$21,$AG15,FALSE)","v":{"$error":"#N/A"}},{"$f":"HLOOKUP(AO$25,'Appendix C'!$B$1:$DK$21,$AG15,FALSE)","v":{"$error":"#N/A"}},{"$f":"HLOOKUP(AP$25,'Appendix C'!$B$1:$DK$21,$AG15,FALSE)","v":{"$error":"#N/A"}},{"$f":"HLOOKUP(AQ$25,'Appendix C'!$B$1:$DK$21,$AG15,FALSE)","v":{"$error":"#N/A"}},{"$f":"HLOOKUP(AR$25,'Appendix C'!$B$1:$DK$21,$AG15,FALSE)","v":{"$error":"#N/A"}},{"$f":"HLOOKUP(AS$25,'Appendix C'!$B$1:$DK$21,$AG15,FALSE)","v":{"$error":"#N/A"}},{"$f":"HLOOKUP(AT$25,'Appendix C'!$B$1:$DK$21,$AG15,FALSE)","v":{"$error":"#N/A"}},{"$f":"HLOOKUP(AU$25,'Appendix C'!$B$1:$DK$21,$AG15,FALSE)","v":{"$error":"#N/A"}},{"$f":"HLOOKUP(AV$25,'Appendix C'!$B$1:$DK$21,$AG15,FALSE)","v":{"$error":"#N/A"}},{"$f":"HLOOKUP(AW$25,'Appendix C'!$B$1:$DK$21,$AG15,FALSE)","v":{"$error":"#N/A"}},{"$f":"HLOOKUP(AX$25,'Appendix C'!$B$1:$DK$21,$AG15,FALSE)","v":{"$error":"#N/A"}},{"$f":"HLOOKUP(AY$25,'Appendix C'!$B$1:$DK$21,$AG15,FALSE)","v":{"$error":"#N/A"}},{"$f":"HLOOKUP(AZ$25,'Appendix C'!$B$1:$DK$21,$AG15,FALSE)","v":{"$error":"#N/A"}},{"$f":"HLOOKUP(BA$25,'Appendix C'!$B$1:$DK$21,$AG15,FALSE)","v":{"$error":"#N/A"}},{"$f":"HLOOKUP(BB$25,'Appendix C'!$B$1:$DK$21,$AG15,FALSE)","v":{"$error":"#N/A"}},{"$f":"HLOOKUP(BC$25,'Appendix C'!$B$1:$DK$21,$AG15,FALSE)","v":{"$error":"#N/A"}},8,null,null,null,null,null,null,null,null,null,{"$f":"'Event Mean Concentrations'!M21","v":"Multi-Family: TN=2.230 TP=0.520"},null,null,null,{"$f":"'Event Mean Concentrations'!V21","v":0}]
[null,null,"Required Treatment Eff (Phosphorus):",null,null,null,null,{"$f":"IFERROR('Watershed Characteristics'!AF51, \"\")","v":""},"%",null,null,null,null,null,null,null,null,null,null,null,null,null,null,null,null,null,null,null,null,null,null,null,14,65,{"$f":"HLOOKUP(AI$25,'Appendix C'!$B$1:$DK$21,$AG16,FALSE)","v":{"$error":"#N/A"}},{"$f":"HLOOKUP(AJ$25,'Appendix C'!$B$1:$DK$21,$AG16,FALSE)","v":{"$error":"#N/A"}},{"$f":"HLOOKUP(AK$25,'Appendix C'!$B$1:$DK$21,$AG16,FALSE)","v":{"$error":"#N/A"}},{"$f":"HLOOKUP(AL$25,'Appendix C'!$B$1:$DK$21,$AG16,FALSE)","v":{"$error":"#N/A"}},{"$f":"HLOOKUP(AM$25,'Appendix C'!$B$1:$DK$21,$AG16,FALSE)","v":{"$error":"#N/A"}},{"$f":"HLOOKUP(AN$25,'Appendix C'!$B$1:$DK$21,$AG16,FALSE)","v":{"$error":"#N/A"}},{"$f":"HLOOKUP(AO$25,'Appendix C'!$B$1:$DK$21,$AG16,FALSE)","v":{"$error":"#N/A"}},{"$f":"HLOOKUP(AP$25,'Appendix C'!$B$1:$DK$21,$AG16,FALSE)","v":{"$error":"#N/A"}},{"$f":"HLOOKUP(AQ$25,'Appendix C'!$B$1:$DK$21,$AG16,FALSE)","v":{"$error":"#N/A"}},{"$f":"HLOOKUP(AR$25,'Appendix C'!$B$1:$DK$21,$AG16,FALSE)","v":{"$error":"#N/A"}},{"$f":"HLOOKUP(AS$25,'Appendix C'!$B$1:$DK$21,$AG16,FALSE)","v":{"$error":"#N/A"}},{"$f":"HLOOKUP(AT$25,'Appendix C'!$B$1:$DK$21,$AG16,FALSE)","v":{"$error":"#N/A"}},{"$f":"HLOOKUP(AU$25,'Appendix C'!$B$1:$DK$21,$AG16,FALSE)","v":{"$error":"#N/A"}},{"$f":"HLOOKUP(AV$25,'Appendix C'!$B$1:$DK$21,$AG16,FALSE)","v":{"$error":"#N/A"}},{"$f":"HLOOKUP(AW$25,'Appendix C'!$B$1:$DK$21,$AG16,FALSE)","v":{"$error":"#N/A"}},{"$f":"HLOOKUP(AX$25,'Appendix C'!$B$1:$DK$21,$AG16,FALSE)","v":{"$error":"#N/A"}},{"$f":"HLOOKUP(AY$25,'Appendix C'!$B$1:$DK$21,$AG16,FALSE)","v":{"$error":"#N/A"}},{"$f":"HLOOKUP(AZ$25,'Appendix C'!$B$1:$DK$21,$AG16,FALSE)","v":{"$error":"#N/A"}},{"$f":"HLOOKUP(BA$25,'Appendix C'!$B$1:$DK$21,$AG16,FALSE)","v":{"$error":"#N/A"}},{"$f":"HLOOKUP(BB$25,'Appendix C'!$B$1:$DK$21,$AG16,FALSE)","v":{"$error":"#N/A"}},{"$f":"HLOOKUP(BC$25,'Appendix C'!$B$1:$DK$21,$AG16,FALSE)","v":{"$error":"#N/A"}},9,null,null,null,null,null,null,null,null,null,"Undeveloped / Rangeland / Forest"]
[null,null,null,null,null,null,null,null,null,null,null,null,null,null,null,null,null,null,null,null,null,null,null,null,null,null,null,null,null,null,null,null,15,70,{"$f":"HLOOKUP(AI$25,'Appendix C'!$B$1:$DK$21,$AG17,FALSE)","v":{"$error":"#N/A"}},{"$f":"HLOOKUP(AJ$25,'Appendix C'!$B$1:$DK$21,$AG17,FALSE)","v":{"$error":"#N/A"}},{"$f":"HLOOKUP(AK$25,'Appendix C'!$B$1:$DK$21,$AG17,FALSE)","v":{"$error":"#N/A"}},{"$f":"HLOOKUP(AL$25,'Appendix C'!$B$1:$DK$21,$AG17,FALSE)","v":{"$error":"#N/A"}},{"$f":"HLOOKUP(AM$25,'Appendix C'!$B$1:$DK$21,$AG17,FALSE)","v":{"$error":"#N/A"}},{"$f":"HLOOKUP(AN$25,'Appendix C'!$B$1:$DK$21,$AG17,FALSE)","v":{"$error":"#N/A"}},{"$f":"HLOOKUP(AO$25,'Appendix C'!$B$1:$DK$21,$AG17,FALSE)","v":{"$error":"#N/A"}},{"$f":"HLOOKUP(AP$25,'Appendix C'!$B$1:$DK$21,$AG17,FALSE)","v":{"$error":"#N/A"}},{"$f":"HLOOKUP(AQ$25,'Appendix C'!$B$1:$DK$21,$AG17,FALSE)","v":{"$error":"#N/A"}},{"$f":"HLOOKUP(AR$25,'Appendix C'!$B$1:$DK$21,$AG17,FALSE)","v":{"$error":"#N/A"}},{"$f":"HLOOKUP(AS$25,'Appendix C'!$B$1:$DK$21,$AG17,FALSE)","v":{"$error":"#N/A"}},{"$f":"HLOOKUP(AT$25,'Appendix C'!$B$1:$DK$21,$AG17,FALSE)","v":{"$error":"#N/A"}},{"$f":"HLOOKUP(AU$25,'Appendix C'!$B$1:$DK$21,$AG17,FALSE)","v":{"$error":"#N/A"}},{"$f":"HLOOKUP(AV$25,'Appendix C'!$B$1:$DK$21,$AG17,FALSE)","v":{"$error":"#N/A"}},{"$f":"HLOOKUP(AW$25,'Appendix C'!$B$1:$DK$21,$AG17,FALSE)","v":{"$error":"#N/A"}},{"$f":"HLOOKUP(AX$25,'Appendix C'!$B$1:$DK$21,$AG17,FALSE)","v":{"$error":"#N/A"}},{"$f":"HLOOKUP(AY$25,'Appendix C'!$B$1:$DK$21,$AG17,FALSE)","v":{"$error":"#N/A"}},{"$f":"HLOOKUP(AZ$25,'Appendix C'!$B$1:$DK$21,$AG17,FALSE)","v":{"$error":"#N/A"}},{"$f":"HLOOKUP(BA$25,'Appendix C'!$B$1:$DK$21,$AG17,FALSE)","v":{"$error":"#N/A"}},{"$f":"HLOOKUP(BB$25,'Appendix C'!$B$1:$DK$21,$AG17,FALSE)","v":{"$error":"#N/A"}},{"$f":"HLOOKUP(BC$25,'Appendix C'!$B$1:$DK$21,$AG17,FALSE)","v":{"$error":"#N/A"}},10,null,null,null,null,null,null,null,null,null,{"$f":"'Event Mean Concentrations'!M23","v":"Undeveloped - Dry Prairie: TN=1.950 TP=0.107"}]
[null,null,null,null,null,null,null,null,null,null,null,null,null,null,null,null,null,null,null,null,null,null,null,null,null,null,null,null,null,null,null,null,16,75,{"$f":"HLOOKUP(AI$25,'Appendix C'!$B$1:$DK$21,$AG18,FALSE)","v":{"$error":"#N/A"}},{"$f":"HLOOKUP(AJ$25,'Appendix C'!$B$1:$DK$21,$AG18,FALSE)","v":{"$error":"#N/A"}},{"$f":"HLOOKUP(AK$25,'Appendix C'!$B$1:$DK$21,$AG18,FALSE)","v":{"$error":"#N/A"}},{"$f":"HLOOKUP(AL$25,'Appendix C'!$B$1:$DK$21,$AG18,FALSE)","v":{"$error":"#N/A"}},{"$f":"HLOOKUP(AM$25,'Appendix C'!$B$1:$DK$21,$AG18,FALSE)","v":{"$error":"#N/A"}},{"$f":"HLOOKUP(AN$25,'Appendix C'!$B$1:$DK$21,$AG18,FALSE)","v":{"$error":"#N/A"}},{"$f":"HLOOKUP(AO$25,'Appendix C'!$B$1:$DK$21,$AG18,FALSE)","v":{"$error":"#N/A"}},{"$f":"HLOOKUP(AP$25,'Appendix C'!$B$1:$DK$21,$AG18,FALSE)","v":{"$error":"#N/A"}},{"$f":"HLOOKUP(AQ$25,'Appendix C'!$B$1:$DK$21,$AG18,FALSE)","v":{"$error":"#N/A"}},{"$f":"HLOOKUP(AR$25,'Appendix C'!$B$1:$DK$21,$AG18,FALSE)","v":{"$error":"#N/A"}},{"$f":"HLOOKUP(AS$25,'Appendix C'!$B$1:$DK$21,$AG18,FALSE)","v":{"$error":"#N/A"}},{"$f":"HLOOKUP(AT$25,'Appendix C'!$B$1:$DK$21,$AG18,FALSE)","v":{"$error":"#N/A"}},{"$f":"HLOOKUP(AU$25,'Appendix C'!$B$1:$DK$21,$AG18,FALSE)","v":{"$error":"#N/A"}},{"$f":"HLOOKUP(AV$25,'Appendix C'!$B$1:$DK$21,$AG18,FALSE)","v":{"$error":"#N/A"}},{"$f":"HLOOKUP(AW$25,'Appendix C'!$B$1:$DK$21,$AG18,FALSE)","v":{"$error":"#N/A"}},{"$f":"HLOOKUP(AX$25,'Appendix C'!$B$1:$DK$21,$AG18,FALSE)","v":{"$error":"#N/A"}},{"$f":"HLOOKUP(AY$25,'Appendix C'!$B$1:$DK$21,$AG18,FALSE)","v":{"$error":"#N/A"}},{"$f":"HLOOKUP(AZ$25,'Appendix C'!$B$1:$DK$21,$AG18,FALSE)","v":{"$error":"#N/A"}},{"$f":"HLOOKUP(BA$25,'Appendix C'!$B$1:$DK$21,$AG18,FALSE)","v":{"$error":"#N/A"}},{"$f":"HLOOKUP(BB$25,'Appendix C'!$B$1:$DK$21,$AG18,FALSE)","v":{"$error":"#N/A"}},{"$f":"HLOOKUP(BC$25,'Appendix C'!$B$1:$DK$21,$AG18,FALSE)","v":{"$error":"#N/A"}},11,null,null,null,null,null,null,null,null,null,{"$f":"'Event Mean Concentrations'!M24","v":"Undeveloped - Hydric Hammock: TN=1.072 TP=0.026"}]
[null,null,null,null,null,null,null,null,null,null,null,null,null,null,null,null,null,null,null,null,null,null,null,null,null,null,null,null,null,null,null,null,17,80,{"$f":"HLOOKUP(AI$25,'Appendix C'!$B$1:$DK$21,$AG19,FALSE)","v":{"$error":"#N/A"}},{"$f":"HLOOKUP(AJ$25,'Appendix C'!$B$1:$DK$21,$AG19,FALSE)","v":{"$error":"#N/A"}},{"$f":"HLOOKUP(AK$25,'Appendix C'!$B$1:$DK$21,$AG19,FALSE)","v":{"$error":"#N/A"}},{"$f":"HLOOKUP(AL$25,'Appendix C'!$B$1:$DK$21,$AG19,FALSE)","v":{"$error":"#N/A"}},{"$f":"HLOOKUP(AM$25,'Appendix C'!$B$1:$DK$21,$AG19,FALSE)","v":{"$error":"#N/A"}},{"$f":"HLOOKUP(AN$25,'Appendix C'!$B$1:$DK$21,$AG19,FALSE)","v":{"$error":"#N/A"}},{"$f":"HLOOKUP(AO$25,'Appendix C'!$B$1:$DK$21,$AG19,FALSE)","v":{"$error":"#N/A"}},{"$f":"HLOOKUP(AP$25,'Appendix C'!$B$1:$DK$21,$AG19,FALSE)","v":{"$error":"#N/A"}},{"$f":"HLOOKUP(AQ$25,'Appendix C'!$B$1:$DK$21,$AG19,FALSE)","v":{"$error":"#N/A"}},{"$f":"HLOOKUP(AR$25,'Appendix C'!$B$1:$DK$21,$AG19,FALSE)","v":{"$error":"#N/A"}},{"$f":"HLOOKUP(AS$25,'Appendix C'!$B$1:$DK$21,$AG19,FALSE)","v":{"$error":"#N/A"}},{"$f":"HLOOKUP(AT$25,'Appendix C'!$B$1:$DK$21,$AG19,FALSE)","v":{"$error":"#N/A"}},{"$f":"HLOOKUP(AU$25,'Appendix C'!$B$1:$DK$21,$AG19,FALSE)","v":{"$error":"#N/A"}},{"$f":"HLOOKUP(AV$25,'Appendix C'!$B$1:$DK$21,$AG19,FALSE)","v":{"$error":"#N/A"}},{"$f":"HLOOKUP(AW$25,'Appendix C'!$B$1:$DK$21,$AG19,FALSE)","v":{"$error":"#N/A"}},{"$f":"HLOOKUP(AX$25,'Appendix C'!$B$1:$DK$21,$AG19,FALSE)","v":{"$error":"#N/A"}},{"$f":"HLOOKUP(AY$25,'Appendix C'!$B$1:$DK$21,$AG19,FALSE)","v":{"$error":"#N/A"}},{"$f":"HLOOKUP(AZ$25,'Appendix C'!$B$1:$DK$21,$AG19,FALSE)","v":{"$error":"#N/A"}},{"$f":"HLOOKUP(BA$25,'Appendix C'!$B$1:$DK$21,$AG19,FALSE)","v":{"$error":"#N/A"}},{"$f":"HLOOKUP(BB$25,'Appendix C'!$B$1:$DK$21,$AG19,FALSE)","v":{"$error":"#N/A"}},{"$f":"HLOOKUP(BC$25,'Appendix C'!$B$1:$DK$21,$AG19,FALSE)","v":{"$error":"#N/A"}},12,null,null,null,null,null,null,null,null,null,{"$f":"'Event Mean Concentrations'!M25","v":"Undeveloped - Marl Prairie: TN=0.603 TP=0.010"}]
[null,null,null,null,null,null,null,null,null,null,null,null,null,null,null,null,null,null,null,null,null,null,null,null,null,null,null,null,null,null,null,null,18,85,{"$f":"HLOOKUP(AI$25,'Appendix C'!$B$1:$DK$21,$AG20,FALSE)","v":{"$error":"#N/A"}},{"$f":"HLOOKUP(AJ$25,'Appendix C'!$B$1:$DK$21,$AG20,FALSE)","v":{"$error":"#N/A"}},{"$f":"HLOOKUP(AK$25,'Appendix C'!$B$1:$DK$21,$AG20,FALSE)","v":{"$error":"#N/A"}},{"$f":"HLOOKUP(AL$25,'Appendix C'!$B$1:$DK$21,$AG20,FALSE)","v":{"$error":"#N/A"}},{"$f":"HLOOKUP(AM$25,'Appendix C'!$B$1:$DK$21,$AG20,FALSE)","v":{"$error":"#N/A"}},{"$f":"HLOOKUP(AN$25,'Appendix C'!$B$1:$DK$21,$AG20,FALSE)","v":{"$error":"#N/A"}},{"$f":"HLOOKUP(AO$25,'Appendix C'!$B$1:$DK$21,$AG20,FALSE)","v":{"$error":"#N/A"}},{"$f":"HLOOKUP(AP$25,'Appendix C'!$B$1:$DK$21,$AG20,FALSE)","v":{"$error":"#N/A"}},{"$f":"HLOOKUP(AQ$25,'Appendix C'!$B$1:$DK$21,$AG20,FALSE)","v":{"$error":"#N/A"}},{"$f":"HLOOKUP(AR$25,'Appendix C'!$B$1:$DK$21,$AG20,FALSE)","v":{"$error":"#N/A"}},{"$f":"HLOOKUP(AS$25,'Appendix C'!$B$1:$DK$21,$AG20,FALSE)","v":{"$error":"#N/A"}},{"$f":"HLOOKUP(AT$25,'Appendix C'!$B$1:$DK$21,$AG20,FALSE)","v":{"$error":"#N/A"}},{"$f":"HLOOKUP(AU$25,'Appendix C'!$B$1:$DK$21,$AG20,FALSE)","v":{"$error":"#N/A"}},{"$f":"HLOOKUP(AV$25,'Appendix C'!$B$1:$DK$21,$AG20,FALSE)","v":{"$error":"#N/A"}},{"$f":"HLOOKUP(AW$25,'Appendix C'!$B$1:$DK$21,$AG20,FALSE)","v":{"$error":"#N/A"}},{"$f":"HLOOKUP(AX$25,'Appendix C'!$B$1:$DK$21,$AG20,FALSE)","v":{"$error":"#N/A"}},{"$f":"HLOOKUP(AY$25,'Appendix C'!$B$1:$DK$21,$AG20,FALSE)","v":{"$error":"#N/A"}},{"$f":"HLOOKUP(AZ$25,'Appendix C'!$B$1:$DK$21,$AG20,FALSE)","v":{"$error":"#N/A"}},{"$f":"HLOOKUP(BA$25,'Appendix C'!$B$1:$DK$21,$AG20,FALSE)","v":{"$error":"#N/A"}},{"$f":"HLOOKUP(BB$25,'Appendix C'!$B$1:$DK$21,$AG20,FALSE)","v":{"$error":"#N/A"}},{"$f":"HLOOKUP(BC$25,'Appendix C'!$B$1:$DK$21,$AG20,FALSE)","v":{"$error":"#N/A"}},13,null,null,null,null,null,null,null,null,null,{"$f":"'Event Mean Concentrations'!M26","v":"Undeveloped - Mesic Flatwoods: TN=1.000 TP=0.034"}]
[null,null,null,null,null,null,null,null,null,null,null,null,null,null,null,null,null,null,null,null,null,null,null,null,null,null,null,null,null,null,null,null,19,90,{"$f":"HLOOKUP(AI$25,'Appendix C'!$B$1:$DK$21,$AG21,FALSE)","v":{"$error":"#N/A"}},{"$f":"HLOOKUP(AJ$25,'Appendix C'!$B$1:$DK$21,$AG21,FALSE)","v":{"$error":"#N/A"}},{"$f":"HLOOKUP(AK$25,'Appendix C'!$B$1:$DK$21,$AG21,FALSE)","v":{"$error":"#N/A"}},{"$f":"HLOOKUP(AL$25,'Appendix C'!$B$1:$DK$21,$AG21,FALSE)","v":{"$error":"#N/A"}},{"$f":"HLOOKUP(AM$25,'Appendix C'!$B$1:$DK$21,$AG21,FALSE)","v":{"$error":"#N/A"}},{"$f":"HLOOKUP(AN$25,'Appendix C'!$B$1:$DK$21,$AG21,FALSE)","v":{"$error":"#N/A"}},{"$f":"HLOOKUP(AO$25,'Appendix C'!$B$1:$DK$21,$AG21,FALSE)","v":{"$error":"#N/A"}},{"$f":"HLOOKUP(AP$25,'Appendix C'!$B$1:$DK$21,$AG21,FALSE)","v":{"$error":"#N/A"}},{"$f":"HLOOKUP(AQ$25,'Appendix C'!$B$1:$DK$21,$AG21,FALSE)","v":{"$error":"#N/A"}},{"$f":"HLOOKUP(AR$25,'Appendix C'!$B$1:$DK$21,$AG21,FALSE)","v":{"$error":"#N/A"}},{"$f":"HLOOKUP(AS$25,'Appendix C'!$B$1:$DK$21,$AG21,FALSE)","v":{"$error":"#N/A"}},{"$f":"HLOOKUP(AT$25,'Appendix C'!$B$1:$DK$21,$AG21,FALSE)","v":{"$error":"#N/A"}},{"$f":"HLOOKUP(AU$25,'Appendix C'!$B$1:$DK$21,$AG21,FALSE)","v":{"$error":"#N/A"}},{"$f":"HLOOKUP(AV$25,'Appendix C'!$B$1:$DK$21,$AG21,FALSE)","v":{"$error":"#N/A"}},{"$f":"HLOOKUP(AW$25,'Appendix C'!$B$1:$DK$21,$AG21,FALSE)","v":{"$error":"#N/A"}},{"$f":"HLOOKUP(AX$25,'Appendix C'!$B$1:$DK$21,$AG21,FALSE)","v":{"$error":"#N/A"}},{"$f":"HLOOKUP(AY$25,'Appendix C'!$B$1:$DK$21,$AG21,FALSE)","v":{"$error":"#N/A"}},{"$f":"HLOOKUP(AZ$25,'Appendix C'!$B$1:$DK$21,$AG21,FALSE)","v":{"$error":"#N/A"}},{"$f":"HLOOKUP(BA$25,'Appendix C'!$B$1:$DK$21,$AG21,FALSE)","v":{"$error":"#N/A"}},{"$f":"HLOOKUP(BB$25,'Appendix C'!$B$1:$DK$21,$AG21,FALSE)","v":{"$error":"#N/A"}},{"$f":"HLOOKUP(BC$25,'Appendix C'!$B$1:$DK$21,$AG21,FALSE)","v":{"$error":"#N/A"}},14,null,null,null,null,null,null,null,null,null,{"$f":"'Event Mean Concentrations'!M27","v":"Undeveloped - Mixed Hardwood: TN=0.288 TP=0.501"}]
[null,null,null,null,null,null,null,null,null,null,null,null,null,null,null,null,null,null,null,null,null,null,null,null,null,null,null,null,null,null,null,null,20,95,{"$f":"HLOOKUP(AI$25,'Appendix C'!$B$1:$DK$21,$AG22,FALSE)","v":{"$error":"#N/A"}},{"$f":"HLOOKUP(AJ$25,'Appendix C'!$B$1:$DK$21,$AG22,FALSE)","v":{"$error":"#N/A"}},{"$f":"HLOOKUP(AK$25,'Appendix C'!$B$1:$DK$21,$AG22,FALSE)","v":{"$error":"#N/A"}},{"$f":"HLOOKUP(AL$25,'Appendix C'!$B$1:$DK$21,$AG22,FALSE)","v":{"$error":"#N/A"}},{"$f":"HLOOKUP(AM$25,'Appendix C'!$B$1:$DK$21,$AG22,FALSE)","v":{"$error":"#N/A"}},{"$f":"HLOOKUP(AN$25,'Appendix C'!$B$1:$DK$21,$AG22,FALSE)","v":{"$error":"#N/A"}},{"$f":"HLOOKUP(AO$25,'Appendix C'!$B$1:$DK$21,$AG22,FALSE)","v":{"$error":"#N/A"}},{"$f":"HLOOKUP(AP$25,'Appendix C'!$B$1:$DK$21,$AG22,FALSE)","v":{"$error":"#N/A"}},{"$f":"HLOOKUP(AQ$25,'Appendix C'!$B$1:$DK$21,$AG22,FALSE)","v":{"$error":"#N/A"}},{"$f":"HLOOKUP(AR$25,'Appendix C'!$B$1:$DK$21,$AG22,FALSE)","v":{"$error":"#N/A"}},{"$f":"HLOOKUP(AS$25,'Appendix C'!$B$1:$DK$21,$AG22,FALSE)","v":{"$error":"#N/A"}},{"$f":"HLOOKUP(AT$25,'Appendix C'!$B$1:$DK$21,$AG22,FALSE)","v":{"$error":"#N/A"}},{"$f":"HLOOKUP(AU$25,'Appendix C'!$B$1:$DK$21,$AG22,FALSE)","v":{"$error":"#N/A"}},{"$f":"HLOOKUP(AV$25,'Appendix C'!$B$1:$DK$21,$AG22,FALSE)","v":{"$error":"#N/A"}},{"$f":"HLOOKUP(AW$25,'Appendix C'!$B$1:$DK$21,$AG22,FALSE)","v":{"$error":"#N/A"}},{"$f":"HLOOKUP(AX$25,'Appendix C'!$B$1:$DK$21,$AG22,FALSE)","v":{"$error":"#N/A"}},{"$f":"HLOOKUP(AY$25,'Appendix C'!$B$1:$DK$21,$AG22,FALSE)","v":{"$error":"#N/A"}},{"$f":"HLOOKUP(AZ$25,'Appendix C'!$B$1:$DK$21,$AG22,FALSE)","v":{"$error":"#N/A"}},{"$f":"HLOOKUP(BA$25,'Appendix C'!$B$1:$DK$21,$AG22,FALSE)","v":{"$error":"#N/A"}},{"$f":"HLOOKUP(BB$25,'Appendix C'!$B$1:$DK$21,$AG22,FALSE)","v":{"$error":"#N/A"}},{"$f":"HLOOKUP(BC$25,'Appendix C'!$B$1:$DK$21,$AG22,FALSE)","v":{"$error":"#N/A"}},15,null,null,null,null,null,null,null,null,null,{"$f":"'Event Mean Concentrations'!M28","v":"Undeveloped - Ruderal/Upland Pine: TN=1.318 TP=0.347"}]
[null,null,null,null,null,null,null,null,null,null,null,null,null,null,null,null,null,null,null,null,null,null,null,null,null,null,null,null,null,null,null,null,21,98,{"$f":"HLOOKUP(AI$25,'Appendix C'!$B$1:$DK$21,$AG23,FALSE)","v":{"$error":"#N/A"}},{"$f":"HLOOKUP(AJ$25,'Appendix C'!$B$1:$DK$21,$AG23,FALSE)","v":{"$error":"#N/A"}},{"$f":"HLOOKUP(AK$25,'Appendix C'!$B$1:$DK$21,$AG23,FALSE)","v":{"$error":"#N/A"}},{"$f":"HLOOKUP(AL$25,'Appendix C'!$B$1:$DK$21,$AG23,FALSE)","v":{"$error":"#N/A"}},{"$f":"HLOOKUP(AM$25,'Appendix C'!$B$1:$DK$21,$AG23,FALSE)","v":{"$error":"#N/A"}},{"$f":"HLOOKUP(AN$25,'Appendix C'!$B$1:$DK$21,$AG23,FALSE)","v":{"$error":"#N/A"}},{"$f":"HLOOKUP(AO$25,'Appendix C'!$B$1:$DK$21,$AG23,FALSE)","v":{"$error":"#N/A"}},{"$f":"HLOOKUP(AP$25,'Appendix C'!$B$1:$DK$21,$AG23,FALSE)","v":{"$error":"#N/A"}},{"$f":"HLOOKUP(AQ$25,'Appendix C'!$B$1:$DK$21,$AG23,FALSE)","v":{"$error":"#N/A"}},{"$f":"HLOOKUP(AR$25,'Appendix C'!$B$1:$DK$21,$AG23,FALSE)","v":{"$error":"#N/A"}},{"$f":"HLOOKUP(AS$25,'Appendix C'!$B$1:$DK$21,$AG23,FALSE)","v":{"$error":"#N/A"}},{"$f":"HLOOKUP(AT$25,'Appendix C'!$B$1:$DK$21,$AG23,FALSE)","v":{"$error":"#N/A"}},{"$f":"HLOOKUP(AU$25,'Appendix C'!$B$1:$DK$21,$AG23,FALSE)","v":{"$error":"#N/A"}},{"$f":"HLOOKUP(AV$25,'Appendix C'!$B$1:$DK$21,$AG23,FALSE)","v":{"$error":"#N/A"}},{"$f":"HLOOKUP(AW$25,'Appendix C'!$B$1:$DK$21,$AG23,FALSE)","v":{"$error":"#N/A"}},{"$f":"HLOOKUP(AX$25,'Appendix C'!$B$1:$DK$21,$AG23,FALSE)","v":{"$error":"#N/A"}},{"$f":"HLOOKUP(AY$25,'Appendix C'!$B$1:$DK$21,$AG23,FALSE)","v":{"$error":"#N/A"}},{"$f":"HLOOKUP(AZ$25,'Appendix C'!$B$1:$DK$21,$AG23,FALSE)","v":{"$error":"#N/A"}},{"$f":"HLOOKUP(BA$25,'Appendix C'!$B$1:$DK$21,$AG23,FALSE)","v":{"$error":"#N/A"}},{"$f":"HLOOKUP(BB$25,'Appendix C'!$B$1:$DK$21,$AG23,FALSE)","v":{"$error":"#N/A"}},{"$f":"HLOOKUP(BC$25,'Appendix C'!$B$1:$DK$21,$AG23,FALSE)","v":{"$error":"#N/A"}},16,null,null,null,null,null,null,null,null,null,{"$f":"'Event Mean Concentrations'!M29","v":"Undeveloped - Scrubby Flatwoods: TN=1.023 TP=0.027 "}]
[null,null,null,null,null,null,null,null,null,null,null,null,null,null,null,null,null,null,null,null,null,null,null,null,null,null,null,null,null,null,null,null,null,null,null,null,null,null,null,null,null,null,null,null,null,null,null,null,null,null,null,null,null,null,null,null,null,null,null,null,null,null,null,null,null,{"$f":"'Event Mean Concentrations'!M30","v":"Undeveloped - Upland Hardwood: TN=0.891 TP=0.269"}]
[null,null,null,null,null,null,null,null,null,null,null,null,null,null,null,null,null,null,null,null,null,null,null,null,null,null,null,null,null,null,null,null,null,{"$f":"'General Site Information'!$H$11","v":0},{"$f":"VLOOKUP($AH$25,$AH$28:$BC$32,AI26,FALSE)","v":{"$error":"#N/A"}},{"$f":"VLOOKUP($AH$25,$AH$28:$BC$32,AJ26,FALSE)","v":{"$error":"#N/A"}},{"$error":"#N/A"},{"$error":"#N/A"},{"$error":"#N/A"},{"$error":"#N/A"},{"$error":"#N/A"},{"$error":"#N/A"},{"$error":"#N/A"},{"$error":"#N/A"},{"$error":"#N/A"},{"$error":"#N/A"},{"$error":"#N/A"},{"$error":"#N/A"},{"$error":"#N/A"},{"$error":"#N/A"},{"$error":"#N/A"},{"$error":"#N/A"},{"$error":"#N/A"},{"$error":"#N/A"},{"$error":"#N/A"},null,null,null,null,null,null,null,null,null,null,{"$f":"'Event Mean Concentrations'!M31","v":"Undeveloped - Upland Mixed: TN=0.676 TP=2.291"}]
[null,null,null,null,null,null,null,null,null,null,null,null,null,null,null,null,null,null,null,null,null,null,null,"Low-Density Residential1",null,null,null,null,null,null,null,null,null,null,2,3,4,5,6,7,8,9,10,11,12,13,14,15,16,17,18,19,20,21,22,null,null,null,null,null,null,null,null,null,null,{"$f":"'Event Mean Concentrations'!M32","v":"Undeveloped - Wet Flatwoods: TN=1.175 TP=0.015"}]
[null," Select one of the BMPs below to analyze efficiency or review the summary data.",null,null,null,null,null,null,null,null,null,null,null,null,null,null,null,null,null,null,null,null,null,"Single-Family",null,null,null,null,null,null,null,null,null,null,null,null,null,null,null,null,null,null,null,null,null,null,null,null,null,null,null,null,null,null,null,null,null,null,null,null,null,null,null,null,null,{"$f":"'Event Mean Concentrations'!M33","v":"Undeveloped - Wet Prairie: TN=0.776 TP=0.009"}]
[null,null,null,null,null,null,null,null,null,null,null,null,null,null,null,null,null,null,null,null,null,null,null,"Multi-Family",null,null,null,null,null,null,null,null,null,"Zone 1",1,2,3,4,5,6,7,8,9,10,11,12,13,14,15,16,17,18,19,20,21,null,null,null,null,null,null,null,null,null,null,{"$f":"'Event Mean Concentrations'!M34","v":"Undeveloped - Xeric Hammock: TN=1.318 TP=2.816"}]
[null,null,null,null,null,null,null,null,null,null,null,null,null,null,null,null,null,null,null,null,null,null,null,"Low-Intensity Commercial",null,null,null,null,null,null,null,null,null,"Zone 2",22,23,24,25,26,27,28,29,30,31,32,33,34,35,36,37,38,39,40,41,42,null,null,null,null,null,null,null,null,null,null,{"$f":"'Event Mean Concentrations'!M35","v":"Undeveloped - Xeric Scrub: TN=1.158 TP=0.096"}]
[null,null,null,null,null,null,null,null,null,null,null,null,null,null,null,null,null,null,null,null,null,null,null,"High-Intensity Commercial",null,null,null,null,null,null,null,null,null,"Zone 3",43,44,45,46,47,48,49,50,51,52,53,54,55,56,57,58,59,60,61,62,63]
[null,null,null,null,null,null,null,null,null,null,null,null,null,null,null,null,null,null,null,null,null,null,null,"Light Industrial",null,null,null,null,null,null,null,null,null,"Zone 4",64,65,66,67,68,69,70,71,72,73,74,75,76,77,78,79,80,81,82,83,84]
[null,null,null,null,null,null,null,null,null,null,null,null,null,null,null,null,null,null,null,null,null,null,null,"Highway",null,null,null,null,null,null,null,null,null,"Zone 5",85,86,87,88,89,90,91,92,93,94,95,96,97,98,99,100,101,102,103,104,105]
[null,null,null,null,null,null,null,null,null,null,null,null,null,"NOTE !!!: All individual system must be sized prior to being analyzed in conjunction with other systems. Please read instructions in the CATCHMENT AND TREATMENT SUMMARY RESULTS tab for more information.",null,null,null,null,null,null,null,null,null,"Agricultural - Pasture"]
[null,null,null,null,null,null,null,null,null,null,null,null,null,null,null,null,null,null,null,null,null,null,null,"Agricultural - Citrus",null,null,null,null,null,null,null,null,null,"MEAN ANNUAL MASS REMOVAL EFFICIENCIES:"]
[null,null,null,null,null,null,null,null,null,null,null,null,null,null,null,null,null,null,null,null,null,null,null,"Agricultural - Row Crops",null,null,null,"0.25 INCH RETENTION EFFICIENCY INTERPOLATION",null,null,null,null,null,{"$f":"$AH$25","v":0},null,null,null,null,"Mean Annual Mass Removal Efficiencies for 0.25-inches of Retention "]
[null,null,null,null,null,null,null,null,null,null,null,null,null,null,null,null,null,null,null,null,null,null,null,"Agricultural - General Agriculture2"]
[null,null,null,null,null,null,null,null,null,null,null,null,null,null,null,null,null,null,null,null,null,null,null,"Undeveloped",null,null,null,"POST","CN","DCIA",null,null,null,null,null,null,null,null,null,null,null,null,null,null,null,null,null,null,null,null,null,null,null,null,null,null,"Mean Annual Mass Removal Efficiencies for 0.25-inches of Retention for Zone 1"]
[null,null,null,null,null,null,null,null,null,null,null,null,null,null,null,null,null,null,null,null,null,null,null,"Mining / Extractive",null,null,null,null,null,null,null,null,null,"NDCIA CN","Percent DCIA"]
[null,null,null,null,null,null,null,null,null,null,null,null,null,null,null,null,null,null,null,null,null,null,null,null,null,null,null,null,{"$f":"'Watershed Characteristics'!$AA$47","v":0},{"$f":"IF('Watershed Characteristics'!$AA$48<5, 5, 'Watershed Characteristics'!$AA$48)","v":5},null,null,null,null,5,10,15,20,25,30,35,40,45,50,55,60,65,70,75,80,85,90,95,100]
[null,null,null,null,null,null,null,null,null,null,null,null,null,null,null,null,null,null,null,null,null,null,null,{"$f":"VLOOKUP(#REF!,$AH$8:$BD$23,23,FALSE)","v":{"$error":"#REF!"}},null,null,null,null,null,null,null,null,7,30,{"$f":"HLOOKUP(AI$371,'Appendix D'!$A$1:$DF$336,$AG40,FALSE)","v":{"$error":"#N/A"}},{"$f":"HLOOKUP(AJ$371,'Appendix D'!$A$1:$DF$336,$AG40,FALSE)","v":{"$error":"#N/A"}},{"$f":"HLOOKUP(AK$371,'Appendix D'!$A$1:$DF$336,$AG40,FALSE)","v":{"$error":"#N/A"}},{"$f":"HLOOKUP(AL$371,'Appendix D'!$A$1:$DF$336,$AG40,FALSE)","v":{"$error":"#N/A"}},{"$f":"HLOOKUP(AM$371,'Appendix D'!$A$1:$DF$336,$AG40,FALSE)","v":{"$error":"#N/A"}},{"$f":"HLOOKUP(AN$371,'Appendix D'!$A$1:$DF$336,$AG40,FALSE)","v":{"$error":"#N/A"}},{"$f":"HLOOKUP(AO$371,'Appendix D'!$A$1:$DF$336,$AG40,FALSE)","v":{"$error":"#N/A"}},{"$f":"HLOOKUP(AP$371,'Appendix D'!$A$1:$DF$336,$AG40,FALSE)","v":{"$error":"#N/A"}},{"$f":"HLOOKUP(AQ$371,'Appendix D'!$A$1:$DF$336,$AG40,FALSE)","v":{"$error":"#N/A"}},{"$f":"HLOOKUP(AR$371,'Appendix D'!$A$1:$DF$336,$AG40,FALSE)","v":{"$error":"#N/A"}},{"$f":"HLOOKUP(AS$371,'Appendix D'!$A$1:$DF$336,$AG40,FALSE)","v":{"$error":"#N/A"}},{"$f":"HLOOKUP(AT$371,'Appendix D'!$A$1:$DF$336,$AG40,FALSE)","v":{"$error":"#N/A"}},{"$f":"HLOOKUP(AU$371,'Appendix D'!$A$1:$DF$336,$AG40,FALSE)","v":{"$error":"#N/A"}},{"$f":"HLOOKUP(AV$371,'Appendix D'!$A$1:$DF$336,$AG40,FALSE)","v":{"$error":"#N/A"}},{"$f":"HLOOKUP(AW$371,'Appendix D'!$A$1:$DF$336,$AG40,FALSE)","v":{"$error":"#N/A"}},{"$f":"HLOOKUP(AX$371,'Appendix D'!$A$1:$DF$336,$AG40,FALSE)","v":{"$error":"#N/A"}},{"$f":"HLOOKUP(AY$371,'Appendix D'!$A$1:$DF$336,$AG40,FALSE)","v":{"$error":"#N/A"}},{"$f":"HLOOKUP(AZ$371,'Appendix D'!$A$1:$DF$336,$AG40,FALSE)","v":{"$error":"#N/A"}},{"$f":"HLOOKUP(BA$371,'Appendix D'!$A$1:$DF$336,$AG40,FALSE)","v":{"$error":"#N/A"}},{"$f":"HLOOKUP(BB$371,'Appendix D'!$A$1:$DF$336,$AG40,FALSE)","v":{"$error":"#N/A"}},2,1]
[null,null,null,null,null,null,null,null,null,null,null,null,null,null,null,null,null,null,null,null,null,null,null,null,null,null,null,"R.Down:",{"$f":"(ROUNDDOWN(AC39/10,0)*10)","v":0},{"$f":"(ROUNDDOWN(AD39/10,0)*10)","v":0},{"$f":"VLOOKUP($AC$45,$AH$8:$BD$23,23,FALSE)","v":{"$error":"#N/A"}},null,8,35,{"$f":"HLOOKUP(AI$371,'Appendix D'!$A$1:$DF$336,$AG41,FALSE)","v":{"$error":"#N/A"}},{"$f":"HLOOKUP(AJ$371,'Appendix D'!$A$1:$DF$336,$AG41,FALSE)","v":{"$error":"#N/A"}},{"$f":"HLOOKUP(AK$371,'Appendix D'!$A$1:$DF$336,$AG41,FALSE)","v":{"$error":"#N/A"}},{"$f":"HLOOKUP(AL$371,'Appendix D'!$A$1:$DF$336,$AG41,FALSE)","v":{"$error":"#N/A"}},{"$f":"HLOOKUP(AM$371,'Appendix D'!$A$1:$DF$336,$AG41,FALSE)","v":{"$error":"#N/A"}},{"$f":"HLOOKUP(AN$371,'Appendix D'!$A$1:$DF$336,$AG41,FALSE)","v":{"$error":"#N/A"}},{"$f":"HLOOKUP(AO$371,'Appendix D'!$A$1:$DF$336,$AG41,FALSE)","v":{"$error":"#N/A"}},{"$f":"HLOOKUP(AP$371,'Appendix D'!$A$1:$DF$336,$AG41,FALSE)","v":{"$error":"#N/A"}},{"$f":"HLOOKUP(AQ$371,'Appendix D'!$A$1:$DF$336,$AG41,FALSE)","v":{"$error":"#N/A"}},{"$f":"HLOOKUP(AR$371,'Appendix D'!$A$1:$DF$336,$AG41,FALSE)","v":{"$error":"#N/A"}},{"$f":"HLOOKUP(AS$371,'Appendix D'!$A$1:$DF$336,$AG41,FALSE)","v":{"$error":"#N/A"}},{"$f":"HLOOKUP(AT$371,'Appendix D'!$A$1:$DF$336,$AG41,FALSE)","v":{"$error":"#N/A"}},{"$f":"HLOOKUP(AU$371,'Appendix D'!$A$1:$DF$336,$AG41,FALSE)","v":{"$error":"#N/A"}},{"$f":"HLOOKUP(AV$371,'Appendix D'!$A$1:$DF$336,$AG41,FALSE)","v":{"$error":"#N/A"}},{"$f":"HLOOKUP(AW$371,'Appendix D'!$A$1:$DF$336,$AG41,FALSE)","v":{"$error":"#N/A"}},{"$f":"HLOOKUP(AX$371,'Appendix D'!$A$1:$DF$336,$AG41,FALSE)","v":{"$error":"#N/A"}},{"$f":"HLOOKUP(AY$371,'Appendix D'!$A$1:$DF$336,$AG41,FALSE)","v":{"$error":"#N/A"}},{"$f":"HLOOKUP(AZ$371,'Appendix D'!$A$1:$DF$336,$AG41,FALSE)","v":{"$error":"#N/A"}},{"$f":"HLOOKUP(BA$371,'Appendix D'!$A$1:$DF$336,$AG41,FALSE)","v":{"$error":"#N/A"}},{"$f":"HLOOKUP(BB$371,'Appendix D'!$A$1:$DF$336,$AG41,FALSE)","v":{"$error":"#N/A"}},3,2]
[null,null,null,null,null,null,null,null,null,null,null,null,null,null,null,null,null,null,null,null,null,null,null,{"$f":"VLOOKUP($H$21,$AH$8:$BD$23,23,FALSE)","v":{"$error":"#N/A"}},null,null,null,"Diff:",{"$f":"AC39-AC41","v":0},{"$f":"AD39-AD41","v":5},{"$f":"VLOOKUP($AD$45,$AH$8:$BD$23,23,FALSE)","v":{"$error":"#N/A"}},null,9,40,{"$f":"HLOOKUP(AI$371,'Appendix D'!$A$1:$DF$336,$AG42,FALSE)","v":{"$error":"#N/A"}},{"$f":"HLOOKUP(AJ$371,'Appendix D'!$A$1:$DF$336,$AG42,FALSE)","v":{"$error":"#N/A"}},{"$f":"HLOOKUP(AK$371,'Appendix D'!$A$1:$DF$336,$AG42,FALSE)","v":{"$error":"#N/A"}},{"$f":"HLOOKUP(AL$371,'Appendix D'!$A$1:$DF$336,$AG42,FALSE)","v":{"$error":"#N/A"}},{"$f":"HLOOKUP(AM$371,'Appendix D'!$A$1:$DF$336,$AG42,FALSE)","v":{"$error":"#N/A"}},{"$f":"HLOOKUP(AN$371,'Appendix D'!$A$1:$DF$336,$AG42,FALSE)","v":{"$error":"#N/A"}},{"$f":"HLOOKUP(AO$371,'Appendix D'!$A$1:$DF$336,$AG42,FALSE)","v":{"$error":"#N/A"}},{"$f":"HLOOKUP(AP$371,'Appendix D'!$A$1:$DF$336,$AG42,FALSE)","v":{"$error":"#N/A"}},{"$f":"HLOOKUP(AQ$371,'Appendix D'!$A$1:$DF$336,$AG42,FALSE)","v":{"$error":"#N/A"}},{"$f":"HLOOKUP(AR$371,'Appendix D'!$A$1:$DF$336,$AG42,FALSE)","v":{"$error":"#N/A"}},{"$f":"HLOOKUP(AS$371,'Appendix D'!$A$1:$DF$336,$AG42,FALSE)","v":{"$error":"#N/A"}},{"$f":"HLOOKUP(AT$371,'Appendix D'!$A$1:$DF$336,$AG42,FALSE)","v":{"$error":"#N/A"}},{"$f":"HLOOKUP(AU$371,'Appendix D'!$A$1:$DF$336,$AG42,FALSE)","v":{"$error":"#N/A"}},{"$f":"HLOOKUP(AV$371,'Appendix D'!$A$1:$DF$336,$AG42,FALSE)","v":{"$error":"#N/A"}},{"$f":"HLOOKUP(AW$371,'Appendix D'!$A$1:$DF$336,$AG42,FALSE)","v":{"$error":"#N/A"}},{"$f":"HLOOKUP(AX$371,'Appendix D'!$A$1:$DF$336,$AG42,FALSE)","v":{"$error":"#N/A"}},{"$f":"HLOOKUP(AY$371,'Appendix D'!$A$1:$DF$336,$AG42,FALSE)","v":{"$error":"#N/A"}},{"$f":"HLOOKUP(AZ$371,'Appendix D'!$A$1:$DF$336,$AG42,FALSE)","v":{"$error":"#N/A"}},{"$f":"HLOOKUP(BA$371,'Appendix D'!$A$1:$DF$336,$AG42,FALSE)","v":{"$error":"#N/A"}},{"$f":"HLOOKUP(BB$371,'Appendix D'!$A$1:$DF$336,$AG42,FALSE)","v":{"$error":"#N/A"}},4,3]
[null,null,null,null,null,null,null,null,null,null,null,null,null,null,null,null,null,null,null,null,null,null,null,null,null,null,null,null,null,null,{"$f":"VLOOKUP($AC$45,$AH$8:$BD$23,23,FALSE)","v":{"$error":"#N/A"}},null,10,45,{"$f":"HLOOKUP(AI$371,'Appendix D'!$A$1:$DF$336,$AG43,FALSE)","v":{"$error":"#N/A"}},{"$f":"HLOOKUP(AJ$371,'Appendix D'!$A$1:$DF$336,$AG43,FALSE)","v":{"$error":"#N/A"}},{"$f":"HLOOKUP(AK$371,'Appendix D'!$A$1:$DF$336,$AG43,FALSE)","v":{"$error":"#N/A"}},{"$f":"HLOOKUP(AL$371,'Appendix D'!$A$1:$DF$336,$AG43,FALSE)","v":{"$error":"#N/A"}},{"$f":"HLOOKUP(AM$371,'Appendix D'!$A$1:$DF$336,$AG43,FALSE)","v":{"$error":"#N/A"}},{"$f":"HLOOKUP(AN$371,'Appendix D'!$A$1:$DF$336,$AG43,FALSE)","v":{"$error":"#N/A"}},{"$f":"HLOOKUP(AO$371,'Appendix D'!$A$1:$DF$336,$AG43,FALSE)","v":{"$error":"#N/A"}},{"$f":"HLOOKUP(AP$371,'Appendix D'!$A$1:$DF$336,$AG43,FALSE)","v":{"$error":"#N/A"}},{"$f":"HLOOKUP(AQ$371,'Appendix D'!$A$1:$DF$336,$AG43,FALSE)","v":{"$error":"#N/A"}},{"$f":"HLOOKUP(AR$371,'Appendix D'!$A$1:$DF$336,$AG43,FALSE)","v":{"$error":"#N/A"}},{"$f":"HLOOKUP(AS$371,'Appendix D'!$A$1:$DF$336,$AG43,FALSE)","v":{"$error":"#N/A"}},{"$f":"HLOOKUP(AT$371,'Appendix D'!$A$1:$DF$336,$AG43,FALSE)","v":{"$error":"#N/A"}},{"$f":"HLOOKUP(AU$371,'Appendix D'!$A$1:$DF$336,$AG43,FALSE)","v":{"$error":"#N/A"}},{"$f":"HLOOKUP(AV$371,'Appendix D'!$A$1:$DF$336,$AG43,FALSE)","v":{"$error":"#N/A"}},{"$f":"HLOOKUP(AW$371,'Appendix D'!$A$1:$DF$336,$AG43,FALSE)","v":{"$error":"#N/A"}},{"$f":"HLOOKUP(AX$371,'Appendix D'!$A$1:$DF$336,$AG43,FALSE)","v":{"$error":"#N/A"}},{"$f":"HLOOKUP(AY$371,'Appendix D'!$A$1:$DF$336,$AG43,FALSE)","v":{"$error":"#N/A"}},{"$f":"HLOOKUP(AZ$371,'Appendix D'!$A$1:$DF$336,$AG43,FALSE)","v":{"$error":"#N/A"}},{"$f":"HLOOKUP(BA$371,'Appendix D'!$A$1:$DF$336,$AG43,FALSE)","v":{"$error":"#N/A"}},{"$f":"HLOOKUP(BB$371,'Appendix D'!$A$1:$DF$336,$AG43,FALSE)","v":{"$error":"#N/A"}},5,4]
[null,null,null,null,null,null,null,null,null,null,null,null,null,null,null,null,null,null,null,null,null,null,null,null,null,null,null,null,null,null,{"$f":"VLOOKUP($AD$45,$AH$8:$BD$23,23,FALSE)","v":{"$error":"#N/A"}},null,11,50,{"$f":"HLOOKUP(AI$371,'Appendix D'!$A$1:$DF$336,$AG44,FALSE)","v":{"$error":"#N/A"}},{"$f":"HLOOKUP(AJ$371,'Appendix D'!$A$1:$DF$336,$AG44,FALSE)","v":{"$error":"#N/A"}},{"$f":"HLOOKUP(AK$371,'Appendix D'!$A$1:$DF$336,$AG44,FALSE)","v":{"$error":"#N/A"}},{"$f":"HLOOKUP(AL$371,'Appendix D'!$A$1:$DF$336,$AG44,FALSE)","v":{"$error":"#N/A"}},{"$f":"HLOOKUP(AM$371,'Appendix D'!$A$1:$DF$336,$AG44,FALSE)","v":{"$error":"#N/A"}},{"$f":"HLOOKUP(AN$371,'Appendix D'!$A$1:$DF$336,$AG44,FALSE)","v":{"$error":"#N/A"}},{"$f":"HLOOKUP(AO$371,'Appendix D'!$A$1:$DF$336,$AG44,FALSE)","v":{"$error":"#N/A"}},{"$f":"HLOOKUP(AP$371,'Appendix D'!$A$1:$DF$336,$AG44,FALSE)","v":{"$error":"#N/A"}},{"$f":"HLOOKUP(AQ$371,'Appendix D'!$A$1:$DF$336,$AG44,FALSE)","v":{"$error":"#N/A"}},{"$f":"HLOOKUP(AR$371,'Appendix D'!$A$1:$DF$336,$AG44,FALSE)","v":{"$error":"#N/A"}},{"$f":"HLOOKUP(AS$371,'Appendix D'!$A$1:$DF$336,$AG44,FALSE)","v":{"$error":"#N/A"}},{"$f":"HLOOKUP(AT$371,'Appendix D'!$A$1:$DF$336,$AG44,FALSE)","v":{"$error":"#N/A"}},{"$f":"HLOOKUP(AU$371,'Appendix D'!$A$1:$DF$336,$AG44,FALSE)","v":{"$error":"#N/A"}},{"$f":"HLOOKUP(AV$371,'Appendix D'!$A$1:$DF$336,$AG44,FALSE)","v":{"$error":"#N/A"}},{"$f":"HLOOKUP(AW$371,'Appendix D'!$A$1:$DF$336,$AG44,FALSE)","v":{"$error":"#N/A"}},{"$f":"HLOOKUP(AX$371,'Appendix D'!$A$1:$DF$336,$AG44,FALSE)","v":{"$error":"#N/A"}},{"$f":"HLOOKUP(AY$371,'Appendix D'!$A$1:$DF$336,$AG44,FALSE)","v":{"$error":"#N/A"}},{"$f":"HLOOKUP(AZ$371,'Appendix D'!$A$1:$DF$336,$AG44,FALSE)","v":{"$error":"#N/A"}},{"$f":"HLOOKUP(BA$371,'Appendix D'!$A$1:$DF$336,$AG44,FALSE)","v":{"$error":"#N/A"}},{"$f":"HLOOKUP(BB$371,'Appendix D'!$A$1:$DF$336,$AG44,FALSE)","v":{"$error":"#N/A"}},6,5]
[null,null,null,null,null,null,null,null,null,null,null,null,null,null,null,null,null,null,null,null,null,null,null,"R","C",null,null,null,{"$f":"IF(AC42>5,AC41+5,AC41)","v":0},{"$f":"IF(AC39>95,98,AC45+5)","v":5},null,null,12,55,{"$f":"HLOOKUP(AI$371,'Appendix D'!$A$1:$DF$336,$AG45,FALSE)","v":{"$error":"#N/A"}},{"$f":"HLOOKUP(AJ$371,'Appendix D'!$A$1:$DF$336,$AG45,FALSE)","v":{"$error":"#N/A"}},{"$f":"HLOOKUP(AK$371,'Appendix D'!$A$1:$DF$336,$AG45,FALSE)","v":{"$error":"#N/A"}},{"$f":"HLOOKUP(AL$371,'Appendix D'!$A$1:$DF$336,$AG45,FALSE)","v":{"$error":"#N/A"}},{"$f":"HLOOKUP(AM$371,'Appendix D'!$A$1:$DF$336,$AG45,FALSE)","v":{"$error":"#N/A"}},{"$f":"HLOOKUP(AN$371,'Appendix D'!$A$1:$DF$336,$AG45,FALSE)","v":{"$error":"#N/A"}},{"$f":"HLOOKUP(AO$371,'Appendix D'!$A$1:$DF$336,$AG45,FALSE)","v":{"$error":"#N/A"}},{"$f":"HLOOKUP(AP$371,'Appendix D'!$A$1:$DF$336,$AG45,FALSE)","v":{"$error":"#N/A"}},{"$f":"HLOOKUP(AQ$371,'Appendix D'!$A$1:$DF$336,$AG45,FALSE)","v":{"$error":"#N/A"}},{"$f":"HLOOKUP(AR$371,'Appendix D'!$A$1:$DF$336,$AG45,FALSE)","v":{"$error":"#N/A"}},{"$f":"HLOOKUP(AS$371,'Appendix D'!$A$1:$DF$336,$AG45,FALSE)","v":{"$error":"#N/A"}},{"$f":"HLOOKUP(AT$371,'Appendix D'!$A$1:$DF$336,$AG45,FALSE)","v":{"$error":"#N/A"}},{"$f":"HLOOKUP(AU$371,'Appendix D'!$A$1:$DF$336,$AG45,FALSE)","v":{"$error":"#N/A"}},{"$f":"HLOOKUP(AV$371,'Appendix D'!$A$1:$DF$336,$AG45,FALSE)","v":{"$error":"#N/A"}},{"$f":"HLOOKUP(AW$371,'Appendix D'!$A$1:$DF$336,$AG45,FALSE)","v":{"$error":"#N/A"}},{"$f":"HLOOKUP(AX$371,'Appendix D'!$A$1:$DF$336,$AG45,FALSE)","v":{"$error":"#N/A"}},{"$f":"HLOOKUP(AY$371,'Appendix D'!$A$1:$DF$336,$AG45,FALSE)","v":{"$error":"#N/A"}},{"$f":"HLOOKUP(AZ$371,'Appendix D'!$A$1:$DF$336,$AG45,FALSE)","v":{"$error":"#N/A"}},{"$f":"HLOOKUP(BA$371,'Appendix D'!$A$1:$DF$336,$AG45,FALSE)","v":{"$error":"#N/A"}},{"$f":"HLOOKUP(BB$371,'Appendix D'!$A$1:$DF$336,$AG45,FALSE)","v":{"$error":"#N/A"}},7,6]
[null,null,null,null,null,null,null,null,null,null,null,null,null,null,null,null,null,null,null,null,null,null,null,{"$f":"LOOKUP($H$21,$AH$40:$AH$54,$BD$40:$BD$54)","v":{"$error":"#N/A"}},{"$f":"LOOKUP($H$22,$AI$39:$BB$39,$AI$55:$BB$55)","v":{"$error":"#N/A"}},null,null,{"$f":"IF(AD42>5,AD41+5,AD41)","v":0},{"$f":"IF(AB46=0,0,HLOOKUP(AB46,AH39:BC54,AE41,TRUE))","v":0},{"$f":"IF(AB46=0,0,HLOOKUP(AB46,AH39:BC54,AE42,TRUE))","v":0},null,null,13,60,{"$f":"HLOOKUP(AI$371,'Appendix D'!$A$1:$DF$336,$AG46,FALSE)","v":{"$error":"#N/A"}},{"$f":"HLOOKUP(AJ$371,'Appendix D'!$A$1:$DF$336,$AG46,FALSE)","v":{"$error":"#N/A"}},{"$f":"HLOOKUP(AK$371,'Appendix D'!$A$1:$DF$336,$AG46,FALSE)","v":{"$error":"#N/A"}},{"$f":"HLOOKUP(AL$371,'Appendix D'!$A$1:$DF$336,$AG46,FALSE)","v":{"$error":"#N/A"}},{"$f":"HLOOKUP(AM$371,'Appendix D'!$A$1:$DF$336,$AG46,FALSE)","v":{"$error":"#N/A"}},{"$f":"HLOOKUP(AN$371,'Appendix D'!$A$1:$DF$336,$AG46,FALSE)","v":{"$error":"#N/A"}},{"$f":"HLOOKUP(AO$371,'Appendix D'!$A$1:$DF$336,$AG46,FALSE)","v":{"$error":"#N/A"}},{"$f":"HLOOKUP(AP$371,'Appendix D'!$A$1:$DF$336,$AG46,FALSE)","v":{"$error":"#N/A"}},{"$f":"HLOOKUP(AQ$371,'Appendix D'!$A$1:$DF$336,$AG46,FALSE)","v":{"$error":"#N/A"}},{"$f":"HLOOKUP(AR$371,'Appendix D'!$A$1:$DF$336,$AG46,FALSE)","v":{"$error":"#N/A"}},{"$f":"HLOOKUP(AS$371,'Appendix D'!$A$1:$DF$336,$AG46,FALSE)","v":{"$error":"#N/A"}},{"$f":"HLOOKUP(AT$371,'Appendix D'!$A$1:$DF$336,$AG46,FALSE)","v":{"$error":"#N/A"}},{"$f":"HLOOKUP(AU$371,'Appendix D'!$A$1:$DF$336,$AG46,FALSE)","v":{"$error":"#N/A"}},{"$f":"HLOOKUP(AV$371,'Appendix D'!$A$1:$DF$336,$AG46,FALSE)","v":{"$error":"#N/A"}},{"$f":"HLOOKUP(AW$371,'Appendix D'!$A$1:$DF$336,$AG46,FALSE)","v":{"$error":"#N/A"}},{"$f":"HLOOKUP(AX$371,'Appendix D'!$A$1:$DF$336,$AG46,FALSE)","v":{"$error":"#N/A"}},{"$f":"HLOOKUP(AY$371,'Appendix D'!$A$1:$DF$336,$AG46,FALSE)","v":{"$error":"#N/A"}},{"$f":"HLOOKUP(AZ$371,'Appendix D'!$A$1:$DF$336,$AG46,FALSE)","v":{"$error":"#N/A"}},{"$f":"HLOOKUP(BA$371,'Appendix D'!$A$1:$DF$336,$AG46,FALSE)","v":{"$error":"#N/A"}},{"$f":"HLOOKUP(BB$371,'Appendix D'!$A$1:$DF$336,$AG46,FALSE)","v":{"$error":"#N/A"}},8,7]
[null,null,null,null,null,null,null,null,null,null,null,null,null,null,null,null,null,null,null,null,null,null,null,{"$f":"$X$46","v":{"$error":"#N/A"}},{"$f":"$Y$46","v":{"$error":"#N/A"}},null,null,{"$f":"AB46+5","v":5},{"$f":"HLOOKUP(AB47,AH39:BC54,AE41,TRUE)","v":{"$error":"#REF!"}},{"$f":"HLOOKUP(AB47,AH39:BC54,AE42,TRUE)","v":{"$error":"#REF!"}},null,null,14,65,{"$f":"HLOOKUP(AI$371,'Appendix D'!$A$1:$DF$336,$AG47,FALSE)","v":{"$error":"#N/A"}},{"$f":"HLOOKUP(AJ$371,'Appendix D'!$A$1:$DF$336,$AG47,FALSE)","v":{"$error":"#N/A"}},{"$f":"HLOOKUP(AK$371,'Appendix D'!$A$1:$DF$336,$AG47,FALSE)","v":{"$error":"#N/A"}},{"$f":"HLOOKUP(AL$371,'Appendix D'!$A$1:$DF$336,$AG47,FALSE)","v":{"$error":"#N/A"}},{"$f":"HLOOKUP(AM$371,'Appendix D'!$A$1:$DF$336,$AG47,FALSE)","v":{"$error":"#N/A"}},{"$f":"HLOOKUP(AN$371,'Appendix D'!$A$1:$DF$336,$AG47,FALSE)","v":{"$error":"#N/A"}},{"$f":"HLOOKUP(AO$371,'Appendix D'!$A$1:$DF$336,$AG47,FALSE)","v":{"$error":"#N/A"}},{"$f":"HLOOKUP(AP$371,'Appendix D'!$A$1:$DF$336,$AG47,FALSE)","v":{"$error":"#N/A"}},{"$f":"HLOOKUP(AQ$371,'Appendix D'!$A$1:$DF$336,$AG47,FALSE)","v":{"$error":"#N/A"}},{"$f":"HLOOKUP(AR$371,'Appendix D'!$A$1:$DF$336,$AG47,FALSE)","v":{"$error":"#N/A"}},{"$f":"HLOOKUP(AS$371,'Appendix D'!$A$1:$DF$336,$AG47,FALSE)","v":{"$error":"#N/A"}},{"$f":"HLOOKUP(AT$371,'Appendix D'!$A$1:$DF$336,$AG47,FALSE)","v":{"$error":"#N/A"}},{"$f":"HLOOKUP(AU$371,'Appendix D'!$A$1:$DF$336,$AG47,FALSE)","v":{"$error":"#N/A"}},{"$f":"HLOOKUP(AV$371,'Appendix D'!$A$1:$DF$336,$AG47,FALSE)","v":{"$error":"#N/A"}},{"$f":"HLOOKUP(AW$371,'Appendix D'!$A$1:$DF$336,$AG47,FALSE)","v":{"$error":"#N/A"}},{"$f":"HLOOKUP(AX$371,'Appendix D'!$A$1:$DF$336,$AG47,FALSE)","v":{"$error":"#N/A"}},{"$f":"HLOOKUP(AY$371,'Appendix D'!$A$1:$DF$336,$AG47,FALSE)","v":{"$error":"#N/A"}},{"$f":"HLOOKUP(AZ$371,'Appendix D'!$A$1:$DF$336,$AG47,FALSE)","v":{"$error":"#N/A"}},{"$f":"HLOOKUP(BA$371,'Appendix D'!$A$1:$DF$336,$AG47,FALSE)","v":{"$error":"#N/A"}},{"$f":"HLOOKUP(BB$371,'Appendix D'!$A$1:$DF$336,$AG47,FALSE)","v":{"$error":"#N/A"}},9,8]
[null,null,null,null,null,null,null,null,null,null,null,null,null,null,null,null,null,null,null,null,null,null,null,null,null,null,null,null,null,null,null,null,15,70,{"$f":"HLOOKUP(AI$371,'Appendix D'!$A$1:$DF$336,$AG48,FALSE)","v":{"$error":"#N/A"}},{"$f":"HLOOKUP(AJ$371,'Appendix D'!$A$1:$DF$336,$AG48,FALSE)","v":{"$error":"#N/A"}},{"$f":"HLOOKUP(AK$371,'Appendix D'!$A$1:$DF$336,$AG48,FALSE)","v":{"$error":"#N/A"}},{"$f":"HLOOKUP(AL$371,'Appendix D'!$A$1:$DF$336,$AG48,FALSE)","v":{"$error":"#N/A"}},{"$f":"HLOOKUP(AM$371,'Appendix D'!$A$1:$DF$336,$AG48,FALSE)","v":{"$error":"#N/A"}},{"$f":"HLOOKUP(AN$371,'Appendix D'!$A$1:$DF$336,$AG48,FALSE)","v":{"$error":"#N/A"}},{"$f":"HLOOKUP(AO$371,'Appendix D'!$A$1:$DF$336,$AG48,FALSE)","v":{"$error":"#N/A"}},{"$f":"HLOOKUP(AP$371,'Appendix D'!$A$1:$DF$336,$AG48,FALSE)","v":{"$error":"#N/A"}},{"$f":"HLOOKUP(AQ$371,'Appendix D'!$A$1:$DF$336,$AG48,FALSE)","v":{"$error":"#N/A"}},{"$f":"HLOOKUP(AR$371,'Appendix D'!$A$1:$DF$336,$AG48,FALSE)","v":{"$error":"#N/A"}},{"$f":"HLOOKUP(AS$371,'Appendix D'!$A$1:$DF$336,$AG48,FALSE)","v":{"$error":"#N/A"}},{"$f":"HLOOKUP(AT$371,'Appendix D'!$A$1:$DF$336,$AG48,FALSE)","v":{"$error":"#N/A"}},{"$f":"HLOOKUP(AU$371,'Appendix D'!$A$1:$DF$336,$AG48,FALSE)","v":{"$error":"#N/A"}},{"$f":"HLOOKUP(AV$371,'Appendix D'!$A$1:$DF$336,$AG48,FALSE)","v":{"$error":"#N/A"}},{"$f":"HLOOKUP(AW$371,'Appendix D'!$A$1:$DF$336,$AG48,FALSE)","v":{"$error":"#N/A"}},{"$f":"HLOOKUP(AX$371,'Appendix D'!$A$1:$DF$336,$AG48,FALSE)","v":{"$error":"#N/A"}},{"$f":"HLOOKUP(AY$371,'Appendix D'!$A$1:$DF$336,$AG48,FALSE)","v":{"$error":"#N/A"}},{"$f":"HLOOKUP(AZ$371,'Appendix D'!$A$1:$DF$336,$AG48,FALSE)","v":{"$error":"#N/A"}},{"$f":"HLOOKUP(BA$371,'Appendix D'!$A$1:$DF$336,$AG48,FALSE)","v":{"$error":"#N/A"}},{"$f":"HLOOKUP(BB$371,'Appendix D'!$A$1:$DF$336,$AG48,FALSE)","v":{"$error":"#N/A"}},10,9]
[null,null,null,null,null,null,null,null,null,null,null,null,null,null,null,null,null,null,null,null,null,null,null,null,null,null,null,null,{"$f":"AC39","v":0},null,null,null,16,75,{"$f":"HLOOKUP(AI$371,'Appendix D'!$A$1:$DF$336,$AG49,FALSE)","v":{"$error":"#N/A"}},{"$f":"HLOOKUP(AJ$371,'Appendix D'!$A$1:$DF$336,$AG49,FALSE)","v":{"$error":"#N/A"}},{"$f":"HLOOKUP(AK$371,'Appendix D'!$A$1:$DF$336,$AG49,FALSE)","v":{"$error":"#N/A"}},{"$f":"HLOOKUP(AL$371,'Appendix D'!$A$1:$DF$336,$AG49,FALSE)","v":{"$error":"#N/A"}},{"$f":"HLOOKUP(AM$371,'Appendix D'!$A$1:$DF$336,$AG49,FALSE)","v":{"$error":"#N/A"}},{"$f":"HLOOKUP(AN$371,'Appendix D'!$A$1:$DF$336,$AG49,FALSE)","v":{"$error":"#N/A"}},{"$f":"HLOOKUP(AO$371,'Appendix D'!$A$1:$DF$336,$AG49,FALSE)","v":{"$error":"#N/A"}},{"$f":"HLOOKUP(AP$371,'Appendix D'!$A$1:$DF$336,$AG49,FALSE)","v":{"$error":"#N/A"}},{"$f":"HLOOKUP(AQ$371,'Appendix D'!$A$1:$DF$336,$AG49,FALSE)","v":{"$error":"#N/A"}},{"$f":"HLOOKUP(AR$371,'Appendix D'!$A$1:$DF$336,$AG49,FALSE)","v":{"$error":"#N/A"}},{"$f":"HLOOKUP(AS$371,'Appendix D'!$A$1:$DF$336,$AG49,FALSE)","v":{"$error":"#N/A"}},{"$f":"HLOOKUP(AT$371,'Appendix D'!$A$1:$DF$336,$AG49,FALSE)","v":{"$error":"#N/A"}},{"$f":"HLOOKUP(AU$371,'Appendix D'!$A$1:$DF$336,$AG49,FALSE)","v":{"$error":"#N/A"}},{"$f":"HLOOKUP(AV$371,'Appendix D'!$A$1:$DF$336,$AG49,FALSE)","v":{"$error":"#N/A"}},{"$f":"HLOOKUP(AW$371,'Appendix D'!$A$1:$DF$336,$AG49,FALSE)","v":{"$error":"#N/A"}},{"$f":"HLOOKUP(AX$371,'Appendix D'!$A$1:$DF$336,$AG49,FALSE)","v":{"$error":"#N/A"}},{"$f":"HLOOKUP(AY$371,'Appendix D'!$A$1:$DF$336,$AG49,FALSE)","v":{"$error":"#N/A"}},{"$f":"HLOOKUP(AZ$371,'Appendix D'!$A$1:$DF$336,$AG49,FALSE)","v":{"$error":"#N/A"}},{"$f":"HLOOKUP(BA$371,'Appendix D'!$A$1:$DF$336,$AG49,FALSE)","v":{"$error":"#N/A"}},{"$f":"HLOOKUP(BB$371,'Appendix D'!$A$1:$DF$336,$AG49,FALSE)","v":{"$error":"#N/A"}},11,10]
[null,null,null,null,null,null,null,null,null,null,null,null,null,null,null,null,null,null,null,null,null,null,null,null,null,null,null,{"$f":"AB46","v":0},{"$f":"(AC46+((AD46-AC46)/(AD45-AC45)*(AC39-AC45)))","v":0},null,null,null,17,80,{"$f":"HLOOKUP(AI$371,'Appendix D'!$A$1:$DF$336,$AG50,FALSE)","v":{"$error":"#N/A"}},{"$f":"HLOOKUP(AJ$371,'Appendix D'!$A$1:$DF$336,$AG50,FALSE)","v":{"$error":"#N/A"}},{"$f":"HLOOKUP(AK$371,'Appendix D'!$A$1:$DF$336,$AG50,FALSE)","v":{"$error":"#N/A"}},{"$f":"HLOOKUP(AL$371,'Appendix D'!$A$1:$DF$336,$AG50,FALSE)","v":{"$error":"#N/A"}},{"$f":"HLOOKUP(AM$371,'Appendix D'!$A$1:$DF$336,$AG50,FALSE)","v":{"$error":"#N/A"}},{"$f":"HLOOKUP(AN$371,'Appendix D'!$A$1:$DF$336,$AG50,FALSE)","v":{"$error":"#N/A"}},{"$f":"HLOOKUP(AO$371,'Appendix D'!$A$1:$DF$336,$AG50,FALSE)","v":{"$error":"#N/A"}},{"$f":"HLOOKUP(AP$371,'Appendix D'!$A$1:$DF$336,$AG50,FALSE)","v":{"$error":"#N/A"}},{"$f":"HLOOKUP(AQ$371,'Appendix D'!$A$1:$DF$336,$AG50,FALSE)","v":{"$error":"#N/A"}},{"$f":"HLOOKUP(AR$371,'Appendix D'!$A$1:$DF$336,$AG50,FALSE)","v":{"$error":"#N/A"}},{"$f":"HLOOKUP(AS$371,'Appendix D'!$A$1:$DF$336,$AG50,FALSE)","v":{"$error":"#N/A"}},{"$f":"HLOOKUP(AT$371,'Appendix D'!$A$1:$DF$336,$AG50,FALSE)","v":{"$error":"#N/A"}},{"$f":"HLOOKUP(AU$371,'Appendix D'!$A$1:$DF$336,$AG50,FALSE)","v":{"$error":"#N/A"}},{"$f":"HLOOKUP(AV$371,'Appendix D'!$A$1:$DF$336,$AG50,FALSE)","v":{"$error":"#N/A"}},{"$f":"HLOOKUP(AW$371,'Appendix D'!$A$1:$DF$336,$AG50,FALSE)","v":{"$error":"#N/A"}},{"$f":"HLOOKUP(AX$371,'Appendix D'!$A$1:$DF$336,$AG50,FALSE)","v":{"$error":"#N/A"}},{"$f":"HLOOKUP(AY$371,'Appendix D'!$A$1:$DF$336,$AG50,FALSE)","v":{"$error":"#N/A"}},{"$f":"HLOOKUP(AZ$371,'Appendix D'!$A$1:$DF$336,$AG50,FALSE)","v":{"$error":"#N/A"}},{"$f":"HLOOKUP(BA$371,'Appendix D'!$A$1:$DF$336,$AG50,FALSE)","v":{"$error":"#N/A"}},{"$f":"HLOOKUP(BB$371,'Appendix D'!$A$1:$DF$336,$AG50,FALSE)","v":{"$error":"#N/A"}},12,11]
[null,null,null,null,null,null,null,null,null,null,null,null,null,null,null,null,null,null,null,null,null,null,null,null,null,null,null,{"$f":"AB47","v":5},{"$f":"(AC47+((AD47-AC47)/(AD45-AC45)*(AC39-AC45)))","v":{"$error":"#REF!"}},null,null,null,18,85,{"$f":"HLOOKUP(AI$371,'Appendix D'!$A$1:$DF$336,$AG51,FALSE)","v":{"$error":"#N/A"}},{"$f":"HLOOKUP(AJ$371,'Appendix D'!$A$1:$DF$336,$AG51,FALSE)","v":{"$error":"#N/A"}},{"$f":"HLOOKUP(AK$371,'Appendix D'!$A$1:$DF$336,$AG51,FALSE)","v":{"$error":"#N/A"}},{"$f":"HLOOKUP(AL$371,'Appendix D'!$A$1:$DF$336,$AG51,FALSE)","v":{"$error":"#N/A"}},{"$f":"HLOOKUP(AM$371,'Appendix D'!$A$1:$DF$336,$AG51,FALSE)","v":{"$error":"#N/A"}},{"$f":"HLOOKUP(AN$371,'Appendix D'!$A$1:$DF$336,$AG51,FALSE)","v":{"$error":"#N/A"}},{"$f":"HLOOKUP(AO$371,'Appendix D'!$A$1:$DF$336,$AG51,FALSE)","v":{"$error":"#N/A"}},{"$f":"HLOOKUP(AP$371,'Appendix D'!$A$1:$DF$336,$AG51,FALSE)","v":{"$error":"#N/A"}},{"$f":"HLOOKUP(AQ$371,'Appendix D'!$A$1:$DF$336,$AG51,FALSE)","v":{"$error":"#N/A"}},{"$f":"HLOOKUP(AR$371,'Appendix D'!$A$1:$DF$336,$AG51,FALSE)","v":{"$error":"#N/A"}},{"$f":"HLOOKUP(AS$371,'Appendix D'!$A$1:$DF$336,$AG51,FALSE)","v":{"$error":"#N/A"}},{"$f":"HLOOKUP(AT$371,'Appendix D'!$A$1:$DF$336,$AG51,FALSE)","v":{"$error":"#N/A"}},{"$f":"HLOOKUP(AU$371,'Appendix D'!$A$1:$DF$336,$AG51,FALSE)","v":{"$error":"#N/A"}},{"$f":"HLOOKUP(AV$371,'Appendix D'!$A$1:$DF$336,$AG51,FALSE)","v":{"$error":"#N/A"}},{"$f":"HLOOKUP(AW$371,'Appendix D'!$A$1:$DF$336,$AG51,FALSE)","v":{"$error":"#N/A"}},{"$f":"HLOOKUP(AX$371,'Appendix D'!$A$1:$DF$336,$AG51,FALSE)","v":{"$error":"#N/A"}},{"$f":"HLOOKUP(AY$371,'Appendix D'!$A$1:$DF$336,$AG51,FALSE)","v":{"$error":"#N/A"}},{"$f":"HLOOKUP(AZ$371,'Appendix D'!$A$1:$DF$336,$AG51,FALSE)","v":{"$error":"#N/A"}},{"$f":"HLOOKUP(BA$371,'Appendix D'!$A$1:$DF$336,$AG51,FALSE)","v":{"$error":"#N/A"}},{"$f":"HLOOKUP(BB$371,'Appendix D'!$A$1:$DF$336,$AG51,FALSE)","v":{"$error":"#N/A"}},13,12]
[null,null,null,null,null,null,null,null,null,null,null,null,null,null,null,null,null,null,null,null,null,null,null,null,null,null,null,null,null,null,null,null,19,90,{"$f":"HLOOKUP(AI$371,'Appendix D'!$A$1:$DF$336,$AG52,FALSE)","v":{"$error":"#N/A"}},{"$f":"HLOOKUP(AJ$371,'Appendix D'!$A$1:$DF$336,$AG52,FALSE)","v":{"$error":"#N/A"}},{"$f":"HLOOKUP(AK$371,'Appendix D'!$A$1:$DF$336,$AG52,FALSE)","v":{"$error":"#N/A"}},{"$f":"HLOOKUP(AL$371,'Appendix D'!$A$1:$DF$336,$AG52,FALSE)","v":{"$error":"#N/A"}},{"$f":"HLOOKUP(AM$371,'Appendix D'!$A$1:$DF$336,$AG52,FALSE)","v":{"$error":"#N/A"}},{"$f":"HLOOKUP(AN$371,'Appendix D'!$A$1:$DF$336,$AG52,FALSE)","v":{"$error":"#N/A"}},{"$f":"HLOOKUP(AO$371,'Appendix D'!$A$1:$DF$336,$AG52,FALSE)","v":{"$error":"#N/A"}},{"$f":"HLOOKUP(AP$371,'Appendix D'!$A$1:$DF$336,$AG52,FALSE)","v":{"$error":"#N/A"}},{"$f":"HLOOKUP(AQ$371,'Appendix D'!$A$1:$DF$336,$AG52,FALSE)","v":{"$error":"#N/A"}},{"$f":"HLOOKUP(AR$371,'Appendix D'!$A$1:$DF$336,$AG52,FALSE)","v":{"$error":"#N/A"}},{"$f":"HLOOKUP(AS$371,'Appendix D'!$A$1:$DF$336,$AG52,FALSE)","v":{"$error":"#N/A"}},{"$f":"HLOOKUP(AT$371,'Appendix D'!$A$1:$DF$336,$AG52,FALSE)","v":{"$error":"#N/A"}},{"$f":"HLOOKUP(AU$371,'Appendix D'!$A$1:$DF$336,$AG52,FALSE)","v":{"$error":"#N/A"}},{"$f":"HLOOKUP(AV$371,'Appendix D'!$A$1:$DF$336,$AG52,FALSE)","v":{"$error":"#N/A"}},{"$f":"HLOOKUP(AW$371,'Appendix D'!$A$1:$DF$336,$AG52,FALSE)","v":{"$error":"#N/A"}},{"$f":"HLOOKUP(AX$371,'Appendix D'!$A$1:$DF$336,$AG52,FALSE)","v":{"$error":"#N/A"}},{"$f":"HLOOKUP(AY$371,'Appendix D'!$A$1:$DF$336,$AG52,FALSE)","v":{"$error":"#N/A"}},{"$f":"HLOOKUP(AZ$371,'Appendix D'!$A$1:$DF$336,$AG52,FALSE)","v":{"$error":"#N/A"}},{"$f":"HLOOKUP(BA$371,'Appendix D'!$A$1:$DF$336,$AG52,FALSE)","v":{"$error":"#N/A"}},{"$f":"HLOOKUP(BB$371,'Appendix D'!$A$1:$DF$336,$AG52,FALSE)","v":{"$error":"#N/A"}},14,13]
[null,null,null,null,null,null,null,null,null,null,null,null,null,null,null,null,null,null,null,null,null,null,null,null,null,null,null,null,{"$f":"AC49","v":0},null,null,null,20,95,{"$f":"HLOOKUP(AI$371,'Appendix D'!$A$1:$DF$336,$AG53,FALSE)","v":{"$error":"#N/A"}},{"$f":"HLOOKUP(AJ$371,'Appendix D'!$A$1:$DF$336,$AG53,FALSE)","v":{"$error":"#N/A"}},{"$f":"HLOOKUP(AK$371,'Appendix D'!$A$1:$DF$336,$AG53,FALSE)","v":{"$error":"#N/A"}},{"$f":"HLOOKUP(AL$371,'Appendix D'!$A$1:$DF$336,$AG53,FALSE)","v":{"$error":"#N/A"}},{"$f":"HLOOKUP(AM$371,'Appendix D'!$A$1:$DF$336,$AG53,FALSE)","v":{"$error":"#N/A"}},{"$f":"HLOOKUP(AN$371,'Appendix D'!$A$1:$DF$336,$AG53,FALSE)","v":{"$error":"#N/A"}},{"$f":"HLOOKUP(AO$371,'Appendix D'!$A$1:$DF$336,$AG53,FALSE)","v":{"$error":"#N/A"}},{"$f":"HLOOKUP(AP$371,'Appendix D'!$A$1:$DF$336,$AG53,FALSE)","v":{"$error":"#N/A"}},{"$f":"HLOOKUP(AQ$371,'Appendix D'!$A$1:$DF$336,$AG53,FALSE)","v":{"$error":"#N/A"}},{"$f":"HLOOKUP(AR$371,'Appendix D'!$A$1:$DF$336,$AG53,FALSE)","v":{"$error":"#N/A"}},{"$f":"HLOOKUP(AS$371,'Appendix D'!$A$1:$DF$336,$AG53,FALSE)","v":{"$error":"#N/A"}},{"$f":"HLOOKUP(AT$371,'Appendix D'!$A$1:$DF$336,$AG53,FALSE)","v":{"$error":"#N/A"}},{"$f":"HLOOKUP(AU$371,'Appendix D'!$A$1:$DF$336,$AG53,FALSE)","v":{"$error":"#N/A"}},{"$f":"HLOOKUP(AV$371,'Appendix D'!$A$1:$DF$336,$AG53,FALSE)","v":{"$error":"#N/A"}},{"$f":"HLOOKUP(AW$371,'Appendix D'!$A$1:$DF$336,$AG53,FALSE)","v":{"$error":"#N/A"}},{"$f":"HLOOKUP(AX$371,'Appendix D'!$A$1:$DF$336,$AG53,FALSE)","v":{"$error":"#N/A"}},{"$f":"HLOOKUP(AY$371,'Appendix D'!$A$1:$DF$336,$AG53,FALSE)","v":{"$error":"#N/A"}},{"$f":"HLOOKUP(AZ$371,'Appendix D'!$A$1:$DF$336,$AG53,FALSE)","v":{"$error":"#N/A"}},{"$f":"HLOOKUP(BA$371,'Appendix D'!$A$1:$DF$336,$AG53,FALSE)","v":{"$error":"#N/A"}},{"$f":"HLOOKUP(BB$371,'Appendix D'!$A$1:$DF$336,$AG53,FALSE)","v":{"$error":"#N/A"}},15,14]
[null,null,null,null,null,null,null,null,null,null,null,null,null,null,null,null,null,null,null,null,null,null,null,null,null,null,null,{"$f":"AD39","v":5},{"$f":"(AC50+((AC51-AC50)/(AB51-AB50)*(AB54-AB50)))","v":{"$error":"#REF!"}},null,null,null,21,98,{"$f":"HLOOKUP(AI$371,'Appendix D'!$A$1:$DF$336,$AG54,FALSE)","v":{"$error":"#N/A"}},{"$f":"HLOOKUP(AJ$371,'Appendix D'!$A$1:$DF$336,$AG54,FALSE)","v":{"$error":"#N/A"}},{"$f":"HLOOKUP(AK$371,'Appendix D'!$A$1:$DF$336,$AG54,FALSE)","v":{"$error":"#N/A"}},{"$f":"HLOOKUP(AL$371,'Appendix D'!$A$1:$DF$336,$AG54,FALSE)","v":{"$error":"#N/A"}},{"$f":"HLOOKUP(AM$371,'Appendix D'!$A$1:$DF$336,$AG54,FALSE)","v":{"$error":"#N/A"}},{"$f":"HLOOKUP(AN$371,'Appendix D'!$A$1:$DF$336,$AG54,FALSE)","v":{"$error":"#N/A"}},{"$f":"HLOOKUP(AO$371,'Appendix D'!$A$1:$DF$336,$AG54,FALSE)","v":{"$error":"#N/A"}},{"$f":"HLOOKUP(AP$371,'Appendix D'!$A$1:$DF$336,$AG54,FALSE)","v":{"$error":"#N/A"}},{"$f":"HLOOKUP(AQ$371,'Appendix D'!$A$1:$DF$336,$AG54,FALSE)","v":{"$error":"#N/A"}},{"$f":"HLOOKUP(AR$371,'Appendix D'!$A$1:$DF$336,$AG54,FALSE)","v":{"$error":"#N/A"}},{"$f":"HLOOKUP(AS$371,'Appendix D'!$A$1:$DF$336,$AG54,FALSE)","v":{"$error":"#N/A"}},{"$f":"HLOOKUP(AT$371,'Appendix D'!$A$1:$DF$336,$AG54,FALSE)","v":{"$error":"#N/A"}},{"$f":"HLOOKUP(AU$371,'Appendix D'!$A$1:$DF$336,$AG54,FALSE)","v":{"$error":"#N/A"}},{"$f":"HLOOKUP(AV$371,'Appendix D'!$A$1:$DF$336,$AG54,FALSE)","v":{"$error":"#N/A"}},{"$f":"HLOOKUP(AW$371,'Appendix D'!$A$1:$DF$336,$AG54,FALSE)","v":{"$error":"#N/A"}},{"$f":"HLOOKUP(AX$371,'Appendix D'!$A$1:$DF$336,$AG54,FALSE)","v":{"$error":"#N/A"}},{"$f":"HLOOKUP(AY$371,'Appendix D'!$A$1:$DF$336,$AG54,FALSE)","v":{"$error":"#N/A"}},{"$f":"HLOOKUP(AZ$371,'Appendix D'!$A$1:$DF$336,$AG54,FALSE)","v":{"$error":"#N/A"}},{"$f":"HLOOKUP(BA$371,'Appendix D'!$A$1:$DF$336,$AG54,FALSE)","v":{"$error":"#N/A"}},{"$f":"HLOOKUP(BB$371,'Appendix D'!$A$1:$DF$336,$AG54,FALSE)","v":{"$error":"#N/A"}},16,15]
[null,null,null,null,null,null,null,null,null,null,null,null,null,null,null,null,null,null,null,null,null,null,null,null,null,null,null,null,null,null,null,null,null,null,1,2,3,4,5,6,7,8,9,10,11,12,13,14,15,16,17,18,19,20]
[null,null,null,null,null,null,null,null,null,null,null,null,null,null,null,null,null,null,null,null,null,null,null,{"$error":"#N/A"},{"$error":"#N/A"},null,null,"0.50 INCH RETENTION EFFICIENCY INTERPOLATION",null,null,null,null,null,{"$f":"$AH$25","v":0},null,null,null,null,"Mean Annual Mass Removal Efficiencies for 0.50-inches of Retention "]
[null,null,null,null,null,null,null,null,null,null,null,null,null,null,null,null,null,null,null,null,null,null,null,{"$error":"#N/A"},{"$error":"#N/A"}]
[null,null,null,null,null,null,null,null,null,null,null,null,null,null,null,null,null,null,null,null,null,null,null,{"$error":"#N/A"},{"$error":"#N/A"},null,null,"POST","CN","DCIA"]
[null,null,null,null,null,null,null,null,null,null,null,null,null,null,null,null,null,null,null,null,null,null,null,{"$error":"#N/A"},{"$error":"#N/A"},null,null,null,null,null,null,null,null,"NDCIA CN","Percent DCIA"]
[null,null,null,null,null,null,null,null,null,null,null,null,null,null,null,null,null,null,null,null,null,null,null,{"$error":"#N/A"},{"$error":"#N/A"},null,null,null,{"$f":"'Watershed Characteristics'!$AA$47","v":0},{"$f":"IF('Watershed Characteristics'!$AA$48<5, 5, 'Watershed Characteristics'!$AA$48)","v":5},null,null,null,null,5,10,15,20,25,30,35,40,45,50,55,60,65,70,75,80,85,90,95,100]
[null,null,null,null,null,null,null,null,null,null,null,null,null,null,null,null,null,null,null,null,null,null,null,{"$error":"#N/A"},{"$error":"#N/A"},null,null,null,null,null,null,null,28,30,{"$f":"HLOOKUP(AI$371,'Appendix D'!$A$1:$DF$336,$AG61,FALSE)","v":{"$error":"#N/A"}},{"$f":"HLOOKUP(AJ$371,'Appendix D'!$A$1:$DF$336,$AG61,FALSE)","v":{"$error":"#N/A"}},{"$f":"HLOOKUP(AK$371,'Appendix D'!$A$1:$DF$336,$AG61,FALSE)","v":{"$error":"#N/A"}},{"$f":"HLOOKUP(AL$371,'Appendix D'!$A$1:$DF$336,$AG61,FALSE)","v":{"$error":"#N/A"}},{"$f":"HLOOKUP(AM$371,'Appendix D'!$A$1:$DF$336,$AG61,FALSE)","v":{"$error":"#N/A"}},{"$f":"HLOOKUP(AN$371,'Appendix D'!$A$1:$DF$336,$AG61,FALSE)","v":{"$error":"#N/A"}},{"$f":"HLOOKUP(AO$371,'Appendix D'!$A$1:$DF$336,$AG61,FALSE)","v":{"$error":"#N/A"}},{"$f":"HLOOKUP(AP$371,'Appendix D'!$A$1:$DF$336,$AG61,FALSE)","v":{"$error":"#N/A"}},{"$f":"HLOOKUP(AQ$371,'Appendix D'!$A$1:$DF$336,$AG61,FALSE)","v":{"$error":"#N/A"}},{"$f":"HLOOKUP(AR$371,'Appendix D'!$A$1:$DF$336,$AG61,FALSE)","v":{"$error":"#N/A"}},{"$f":"HLOOKUP(AS$371,'Appendix D'!$A$1:$DF$336,$AG61,FALSE)","v":{"$error":"#N/A"}},{"$f":"HLOOKUP(AT$371,'Appendix D'!$A$1:$DF$336,$AG61,FALSE)","v":{"$error":"#N/A"}},{"$f":"HLOOKUP(AU$371,'Appendix D'!$A$1:$DF$336,$AG61,FALSE)","v":{"$error":"#N/A"}},{"$f":"HLOOKUP(AV$371,'Appendix D'!$A$1:$DF$336,$AG61,FALSE)","v":{"$error":"#N/A"}},{"$f":"HLOOKUP(AW$371,'Appendix D'!$A$1:$DF$336,$AG61,FALSE)","v":{"$error":"#N/A"}},{"$f":"HLOOKUP(AX$371,'Appendix D'!$A$1:$DF$336,$AG61,FALSE)","v":{"$error":"#N/A"}},{"$f":"HLOOKUP(AY$371,'Appendix D'!$A$1:$DF$336,$AG61,FALSE)","v":{"$error":"#N/A"}},{"$f":"HLOOKUP(AZ$371,'Appendix D'!$A$1:$DF$336,$AG61,FALSE)","v":{"$error":"#N/A"}},{"$f":"HLOOKUP(BA$371,'Appendix D'!$A$1:$DF$336,$AG61,FALSE)","v":{"$error":"#N/A"}},{"$f":"HLOOKUP(BB$371,'Appendix D'!$A$1:$DF$336,$AG61,FALSE)","v":{"$error":"#N/A"}},2]
[null,null,null,null,null,null,null,null,null,null,null,null,null,null,null,null,null,null,null,null,null,null,null,null,null,null,null,"R.Down:",{"$f":"(ROUNDDOWN(AC60/10,0)*10)","v":0},{"$f":"(ROUNDDOWN(AD60/10,0)*10)","v":0},{"$f":"AE41","v":{"$error":"#N/A"}},null,29,35,{"$f":"HLOOKUP(AI$371,'Appendix D'!$A$1:$DF$336,$AG62,FALSE)","v":{"$error":"#N/A"}},{"$f":"HLOOKUP(AJ$371,'Appendix D'!$A$1:$DF$336,$AG62,FALSE)","v":{"$error":"#N/A"}},{"$f":"HLOOKUP(AK$371,'Appendix D'!$A$1:$DF$336,$AG62,FALSE)","v":{"$error":"#N/A"}},{"$f":"HLOOKUP(AL$371,'Appendix D'!$A$1:$DF$336,$AG62,FALSE)","v":{"$error":"#N/A"}},{"$f":"HLOOKUP(AM$371,'Appendix D'!$A$1:$DF$336,$AG62,FALSE)","v":{"$error":"#N/A"}},{"$f":"HLOOKUP(AN$371,'Appendix D'!$A$1:$DF$336,$AG62,FALSE)","v":{"$error":"#N/A"}},{"$f":"HLOOKUP(AO$371,'Appendix D'!$A$1:$DF$336,$AG62,FALSE)","v":{"$error":"#N/A"}},{"$f":"HLOOKUP(AP$371,'Appendix D'!$A$1:$DF$336,$AG62,FALSE)","v":{"$error":"#N/A"}},{"$f":"HLOOKUP(AQ$371,'Appendix D'!$A$1:$DF$336,$AG62,FALSE)","v":{"$error":"#N/A"}},{"$f":"HLOOKUP(AR$371,'Appendix D'!$A$1:$DF$336,$AG62,FALSE)","v":{"$error":"#N/A"}},{"$f":"HLOOKUP(AS$371,'Appendix D'!$A$1:$DF$336,$AG62,FALSE)","v":{"$error":"#N/A"}},{"$f":"HLOOKUP(AT$371,'Appendix D'!$A$1:$DF$336,$AG62,FALSE)","v":{"$error":"#N/A"}},{"$f":"HLOOKUP(AU$371,'Appendix D'!$A$1:$DF$336,$AG62,FALSE)","v":{"$error":"#N/A"}},{"$f":"HLOOKUP(AV$371,'Appendix D'!$A$1:$DF$336,$AG62,FALSE)","v":{"$error":"#N/A"}},{"$f":"HLOOKUP(AW$371,'Appendix D'!$A$1:$DF$336,$AG62,FALSE)","v":{"$error":"#N/A"}},{"$f":"HLOOKUP(AX$371,'Appendix D'!$A$1:$DF$336,$AG62,FALSE)","v":{"$error":"#N/A"}},{"$f":"HLOOKUP(AY$371,'Appendix D'!$A$1:$DF$336,$AG62,FALSE)","v":{"$error":"#N/A"}},{"$f":"HLOOKUP(AZ$371,'Appendix D'!$A$1:$DF$336,$AG62,FALSE)","v":{"$error":"#N/A"}},{"$f":"HLOOKUP(BA$371,'Appendix D'!$A$1:$DF$336,$AG62,FALSE)","v":{"$error":"#N/A"}},{"$f":"HLOOKUP(BB$371,'Appendix D'!$A$1:$DF$336,$AG62,FALSE)","v":{"$error":"#N/A"}},3]
[null,null,null,null,null,null,null,null,null,null,null,null,null,null,null,null,null,null,null,null,null,null,null,null,null,null,null,"Diff:",{"$f":"AC60-AC62","v":0},{"$f":"AD60-AD62","v":5},{"$f":"AE42","v":{"$error":"#N/A"}},null,30,40,{"$f":"HLOOKUP(AI$371,'Appendix D'!$A$1:$DF$336,$AG63,FALSE)","v":{"$error":"#N/A"}},{"$f":"HLOOKUP(AJ$371,'Appendix D'!$A$1:$DF$336,$AG63,FALSE)","v":{"$error":"#N/A"}},{"$f":"HLOOKUP(AK$371,'Appendix D'!$A$1:$DF$336,$AG63,FALSE)","v":{"$error":"#N/A"}},{"$f":"HLOOKUP(AL$371,'Appendix D'!$A$1:$DF$336,$AG63,FALSE)","v":{"$error":"#N/A"}},{"$f":"HLOOKUP(AM$371,'Appendix D'!$A$1:$DF$336,$AG63,FALSE)","v":{"$error":"#N/A"}},{"$f":"HLOOKUP(AN$371,'Appendix D'!$A$1:$DF$336,$AG63,FALSE)","v":{"$error":"#N/A"}},{"$f":"HLOOKUP(AO$371,'Appendix D'!$A$1:$DF$336,$AG63,FALSE)","v":{"$error":"#N/A"}},{"$f":"HLOOKUP(AP$371,'Appendix D'!$A$1:$DF$336,$AG63,FALSE)","v":{"$error":"#N/A"}},{"$f":"HLOOKUP(AQ$371,'Appendix D'!$A$1:$DF$336,$AG63,FALSE)","v":{"$error":"#N/A"}},{"$f":"HLOOKUP(AR$371,'Appendix D'!$A$1:$DF$336,$AG63,FALSE)","v":{"$error":"#N/A"}},{"$f":"HLOOKUP(AS$371,'Appendix D'!$A$1:$DF$336,$AG63,FALSE)","v":{"$error":"#N/A"}},{"$f":"HLOOKUP(AT$371,'Appendix D'!$A$1:$DF$336,$AG63,FALSE)","v":{"$error":"#N/A"}},{"$f":"HLOOKUP(AU$371,'Appendix D'!$A$1:$DF$336,$AG63,FALSE)","v":{"$error":"#N/A"}},{"$f":"HLOOKUP(AV$371,'Appendix D'!$A$1:$DF$336,$AG63,FALSE)","v":{"$error":"#N/A"}},{"$f":"HLOOKUP(AW$371,'Appendix D'!$A$1:$DF$336,$AG63,FALSE)","v":{"$error":"#N/A"}},{"$f":"HLOOKUP(AX$371,'Appendix D'!$A$1:$DF$336,$AG63,FALSE)","v":{"$error":"#N/A"}},{"$f":"HLOOKUP(AY$371,'Appendix D'!$A$1:$DF$336,$AG63,FALSE)","v":{"$error":"#N/A"}},{"$f":"HLOOKUP(AZ$371,'Appendix D'!$A$1:$DF$336,$AG63,FALSE)","v":{"$error":"#N/A"}},{"$f":"HLOOKUP(BA$371,'Appendix D'!$A$1:$DF$336,$AG63,FALSE)","v":{"$error":"#N/A"}},{"$f":"HLOOKUP(BB$371,'Appendix D'!$A$1:$DF$336,$AG63,FALSE)","v":{"$error":"#N/A"}},4]
[null,null,null,null,null,null,null,null,null,null,null,null,null,null,null,null,null,null,null,null,null,null,null,"Branford",null,null,null,null,null,null,{"$f":"AE43","v":{"$error":"#N/A"}},null,31,45,{"$f":"HLOOKUP(AI$371,'Appendix D'!$A$1:$DF$336,$AG64,FALSE)","v":{"$error":"#N/A"}},{"$f":"HLOOKUP(AJ$371,'Appendix D'!$A$1:$DF$336,$AG64,FALSE)","v":{"$error":"#N/A"}},{"$f":"HLOOKUP(AK$371,'Appendix D'!$A$1:$DF$336,$AG64,FALSE)","v":{"$error":"#N/A"}},{"$f":"HLOOKUP(AL$371,'Appendix D'!$A$1:$DF$336,$AG64,FALSE)","v":{"$error":"#N/A"}},{"$f":"HLOOKUP(AM$371,'Appendix D'!$A$1:$DF$336,$AG64,FALSE)","v":{"$error":"#N/A"}},{"$f":"HLOOKUP(AN$371,'Appendix D'!$A$1:$DF$336,$AG64,FALSE)","v":{"$error":"#N/A"}},{"$f":"HLOOKUP(AO$371,'Appendix D'!$A$1:$DF$336,$AG64,FALSE)","v":{"$error":"#N/A"}},{"$f":"HLOOKUP(AP$371,'Appendix D'!$A$1:$DF$336,$AG64,FALSE)","v":{"$error":"#N/A"}},{"$f":"HLOOKUP(AQ$371,'Appendix D'!$A$1:$DF$336,$AG64,FALSE)","v":{"$error":"#N/A"}},{"$f":"HLOOKUP(AR$371,'Appendix D'!$A$1:$DF$336,$AG64,FALSE)","v":{"$error":"#N/A"}},{"$f":"HLOOKUP(AS$371,'Appendix D'!$A$1:$DF$336,$AG64,FALSE)","v":{"$error":"#N/A"}},{"$f":"HLOOKUP(AT$371,'Appendix D'!$A$1:$DF$336,$AG64,FALSE)","v":{"$error":"#N/A"}},{"$f":"HLOOKUP(AU$371,'Appendix D'!$A$1:$DF$336,$AG64,FALSE)","v":{"$error":"#N/A"}},{"$f":"HLOOKUP(AV$371,'Appendix D'!$A$1:$DF$336,$AG64,FALSE)","v":{"$error":"#N/A"}},{"$f":"HLOOKUP(AW$371,'Appendix D'!$A$1:$DF$336,$AG64,FALSE)","v":{"$error":"#N/A"}},{"$f":"HLOOKUP(AX$371,'Appendix D'!$A$1:$DF$336,$AG64,FALSE)","v":{"$error":"#N/A"}},{"$f":"HLOOKUP(AY$371,'Appendix D'!$A$1:$DF$336,$AG64,FALSE)","v":{"$error":"#N/A"}},{"$f":"HLOOKUP(AZ$371,'Appendix D'!$A$1:$DF$336,$AG64,FALSE)","v":{"$error":"#N/A"}},{"$f":"HLOOKUP(BA$371,'Appendix D'!$A$1:$DF$336,$AG64,FALSE)","v":{"$error":"#N/A"}},{"$f":"HLOOKUP(BB$371,'Appendix D'!$A$1:$DF$336,$AG64,FALSE)","v":{"$error":"#N/A"}},5]
[null,null,null,null,null,null,null,null,null,null,null,null,null,null,null,null,null,null,null,null,null,null,null,"Cross City",null,null,null,null,null,null,{"$f":"AE44","v":{"$error":"#N/A"}},null,32,50,{"$f":"HLOOKUP(AI$371,'Appendix D'!$A$1:$DF$336,$AG65,FALSE)","v":{"$error":"#N/A"}},{"$f":"HLOOKUP(AJ$371,'Appendix D'!$A$1:$DF$336,$AG65,FALSE)","v":{"$error":"#N/A"}},{"$f":"HLOOKUP(AK$371,'Appendix D'!$A$1:$DF$336,$AG65,FALSE)","v":{"$error":"#N/A"}},{"$f":"HLOOKUP(AL$371,'Appendix D'!$A$1:$DF$336,$AG65,FALSE)","v":{"$error":"#N/A"}},{"$f":"HLOOKUP(AM$371,'Appendix D'!$A$1:$DF$336,$AG65,FALSE)","v":{"$error":"#N/A"}},{"$f":"HLOOKUP(AN$371,'Appendix D'!$A$1:$DF$336,$AG65,FALSE)","v":{"$error":"#N/A"}},{"$f":"HLOOKUP(AO$371,'Appendix D'!$A$1:$DF$336,$AG65,FALSE)","v":{"$error":"#N/A"}},{"$f":"HLOOKUP(AP$371,'Appendix D'!$A$1:$DF$336,$AG65,FALSE)","v":{"$error":"#N/A"}},{"$f":"HLOOKUP(AQ$371,'Appendix D'!$A$1:$DF$336,$AG65,FALSE)","v":{"$error":"#N/A"}},{"$f":"HLOOKUP(AR$371,'Appendix D'!$A$1:$DF$336,$AG65,FALSE)","v":{"$error":"#N/A"}},{"$f":"HLOOKUP(AS$371,'Appendix D'!$A$1:$DF$336,$AG65,FALSE)","v":{"$error":"#N/A"}},{"$f":"HLOOKUP(AT$371,'Appendix D'!$A$1:$DF$336,$AG65,FALSE)","v":{"$error":"#N/A"}},{"$f":"HLOOKUP(AU$371,'Appendix D'!$A$1:$DF$336,$AG65,FALSE)","v":{"$error":"#N/A"}},{"$f":"HLOOKUP(AV$371,'Appendix D'!$A$1:$DF$336,$AG65,FALSE)","v":{"$error":"#N/A"}},{"$f":"HLOOKUP(AW$371,'Appendix D'!$A$1:$DF$336,$AG65,FALSE)","v":{"$error":"#N/A"}},{"$f":"HLOOKUP(AX$371,'Appendix D'!$A$1:$DF$336,$AG65,FALSE)","v":{"$error":"#N/A"}},{"$f":"HLOOKUP(AY$371,'Appendix D'!$A$1:$DF$336,$AG65,FALSE)","v":{"$error":"#N/A"}},{"$f":"HLOOKUP(AZ$371,'Appendix D'!$A$1:$DF$336,$AG65,FALSE)","v":{"$error":"#N/A"}},{"$f":"HLOOKUP(BA$371,'Appendix D'!$A$1:$DF$336,$AG65,FALSE)","v":{"$error":"#N/A"}},{"$f":"HLOOKUP(BB$371,'Appendix D'!$A$1:$DF$336,$AG65,FALSE)","v":{"$error":"#N/A"}},6]
[null,null,null,null,null,null,null,null,null,null,null,null,null,null,null,null,null,null,null,null,null,null,null,"Fort Myers",null,null,null,null,{"$f":"IF(AC63>5,AC62+5,AC62)","v":0},{"$f":"IF(AC60>95,98,AC66+5)","v":5},null,null,33,55,{"$f":"HLOOKUP(AI$371,'Appendix D'!$A$1:$DF$336,$AG66,FALSE)","v":{"$error":"#N/A"}},{"$f":"HLOOKUP(AJ$371,'Appendix D'!$A$1:$DF$336,$AG66,FALSE)","v":{"$error":"#N/A"}},{"$f":"HLOOKUP(AK$371,'Appendix D'!$A$1:$DF$336,$AG66,FALSE)","v":{"$error":"#N/A"}},{"$f":"HLOOKUP(AL$371,'Appendix D'!$A$1:$DF$336,$AG66,FALSE)","v":{"$error":"#N/A"}},{"$f":"HLOOKUP(AM$371,'Appendix D'!$A$1:$DF$336,$AG66,FALSE)","v":{"$error":"#N/A"}},{"$f":"HLOOKUP(AN$371,'Appendix D'!$A$1:$DF$336,$AG66,FALSE)","v":{"$error":"#N/A"}},{"$f":"HLOOKUP(AO$371,'Appendix D'!$A$1:$DF$336,$AG66,FALSE)","v":{"$error":"#N/A"}},{"$f":"HLOOKUP(AP$371,'Appendix D'!$A$1:$DF$336,$AG66,FALSE)","v":{"$error":"#N/A"}},{"$f":"HLOOKUP(AQ$371,'Appendix D'!$A$1:$DF$336,$AG66,FALSE)","v":{"$error":"#N/A"}},{"$f":"HLOOKUP(AR$371,'Appendix D'!$A$1:$DF$336,$AG66,FALSE)","v":{"$error":"#N/A"}},{"$f":"HLOOKUP(AS$371,'Appendix D'!$A$1:$DF$336,$AG66,FALSE)","v":{"$error":"#N/A"}},{"$f":"HLOOKUP(AT$371,'Appendix D'!$A$1:$DF$336,$AG66,FALSE)","v":{"$error":"#N/A"}},{"$f":"HLOOKUP(AU$371,'Appendix D'!$A$1:$DF$336,$AG66,FALSE)","v":{"$error":"#N/A"}},{"$f":"HLOOKUP(AV$371,'Appendix D'!$A$1:$DF$336,$AG66,FALSE)","v":{"$error":"#N/A"}},{"$f":"HLOOKUP(AW$371,'Appendix D'!$A$1:$DF$336,$AG66,FALSE)","v":{"$error":"#N/A"}},{"$f":"HLOOKUP(AX$371,'Appendix D'!$A$1:$DF$336,$AG66,FALSE)","v":{"$error":"#N/A"}},{"$f":"HLOOKUP(AY$371,'Appendix D'!$A$1:$DF$336,$AG66,FALSE)","v":{"$error":"#N/A"}},{"$f":"HLOOKUP(AZ$371,'Appendix D'!$A$1:$DF$336,$AG66,FALSE)","v":{"$error":"#N/A"}},{"$f":"HLOOKUP(BA$371,'Appendix D'!$A$1:$DF$336,$AG66,FALSE)","v":{"$error":"#N/A"}},{"$f":"HLOOKUP(BB$371,'Appendix D'!$A$1:$DF$336,$AG66,FALSE)","v":{"$error":"#N/A"}},7]
[null,null,null,null,null,null,null,null,null,null,null,null,null,null,null,null,null,null,null,null,null,null,null,"Jacksonville",null,null,null,{"$f":"IF(AD63>5,AD62+5,AD62)","v":0},{"$f":"IF(AB67=0,0,HLOOKUP(AB67,AH60:BC75,AE62,TRUE))","v":0},{"$f":"IF(AB67=0,0,HLOOKUP(AB67,AH60:BC75,AE63,TRUE))","v":0},null,null,34,60,{"$f":"HLOOKUP(AI$371,'Appendix D'!$A$1:$DF$336,$AG67,FALSE)","v":{"$error":"#N/A"}},{"$f":"HLOOKUP(AJ$371,'Appendix D'!$A$1:$DF$336,$AG67,FALSE)","v":{"$error":"#N/A"}},{"$f":"HLOOKUP(AK$371,'Appendix D'!$A$1:$DF$336,$AG67,FALSE)","v":{"$error":"#N/A"}},{"$f":"HLOOKUP(AL$371,'Appendix D'!$A$1:$DF$336,$AG67,FALSE)","v":{"$error":"#N/A"}},{"$f":"HLOOKUP(AM$371,'Appendix D'!$A$1:$DF$336,$AG67,FALSE)","v":{"$error":"#N/A"}},{"$f":"HLOOKUP(AN$371,'Appendix D'!$A$1:$DF$336,$AG67,FALSE)","v":{"$error":"#N/A"}},{"$f":"HLOOKUP(AO$371,'Appendix D'!$A$1:$DF$336,$AG67,FALSE)","v":{"$error":"#N/A"}},{"$f":"HLOOKUP(AP$371,'Appendix D'!$A$1:$DF$336,$AG67,FALSE)","v":{"$error":"#N/A"}},{"$f":"HLOOKUP(AQ$371,'Appendix D'!$A$1:$DF$336,$AG67,FALSE)","v":{"$error":"#N/A"}},{"$f":"HLOOKUP(AR$371,'Appendix D'!$A$1:$DF$336,$AG67,FALSE)","v":{"$error":"#N/A"}},{"$f":"HLOOKUP(AS$371,'Appendix D'!$A$1:$DF$336,$AG67,FALSE)","v":{"$error":"#N/A"}},{"$f":"HLOOKUP(AT$371,'Appendix D'!$A$1:$DF$336,$AG67,FALSE)","v":{"$error":"#N/A"}},{"$f":"HLOOKUP(AU$371,'Appendix D'!$A$1:$DF$336,$AG67,FALSE)","v":{"$error":"#N/A"}},{"$f":"HLOOKUP(AV$371,'Appendix D'!$A$1:$DF$336,$AG67,FALSE)","v":{"$error":"#N/A"}},{"$f":"HLOOKUP(AW$371,'Appendix D'!$A$1:$DF$336,$AG67,FALSE)","v":{"$error":"#N/A"}},{"$f":"HLOOKUP(AX$371,'Appendix D'!$A$1:$DF$336,$AG67,FALSE)","v":{"$error":"#N/A"}},{"$f":"HLOOKUP(AY$371,'Appendix D'!$A$1:$DF$336,$AG67,FALSE)","v":{"$error":"#N/A"}},{"$f":"HLOOKUP(AZ$371,'Appendix D'!$A$1:$DF$336,$AG67,FALSE)","v":{"$error":"#N/A"}},{"$f":"HLOOKUP(BA$371,'Appendix D'!$A$1:$DF$336,$AG67,FALSE)","v":{"$error":"#N/A"}},{"$f":"HLOOKUP(BB$371,'Appendix D'!$A$1:$DF$336,$AG67,FALSE)","v":{"$error":"#N/A"}},8]
[null,null,null,null,null,null,null,null,null,null,null,null,null,null,null,null,null,null,null,null,null,null,null,"Key West",null,null,null,{"$f":"AB67+5","v":5},{"$f":"HLOOKUP(AB68,AH60:BC75,AE62,TRUE)","v":{"$error":"#REF!"}},{"$f":"HLOOKUP(AB68,AH60:BC75,AE63,TRUE)","v":{"$error":"#REF!"}},null,null,35,65,{"$f":"HLOOKUP(AI$371,'Appendix D'!$A$1:$DF$336,$AG68,FALSE)","v":{"$error":"#N/A"}},{"$f":"HLOOKUP(AJ$371,'Appendix D'!$A$1:$DF$336,$AG68,FALSE)","v":{"$error":"#N/A"}},{"$f":"HLOOKUP(AK$371,'Appendix D'!$A$1:$DF$336,$AG68,FALSE)","v":{"$error":"#N/A"}},{"$f":"HLOOKUP(AL$371,'Appendix D'!$A$1:$DF$336,$AG68,FALSE)","v":{"$error":"#N/A"}},{"$f":"HLOOKUP(AM$371,'Appendix D'!$A$1:$DF$336,$AG68,FALSE)","v":{"$error":"#N/A"}},{"$f":"HLOOKUP(AN$371,'Appendix D'!$A$1:$DF$336,$AG68,FALSE)","v":{"$error":"#N/A"}},{"$f":"HLOOKUP(AO$371,'Appendix D'!$A$1:$DF$336,$AG68,FALSE)","v":{"$error":"#N/A"}},{"$f":"HLOOKUP(AP$371,'Appendix D'!$A$1:$DF$336,$AG68,FALSE)","v":{"$error":"#N/A"}},{"$f":"HLOOKUP(AQ$371,'Appendix D'!$A$1:$DF$336,$AG68,FALSE)","v":{"$error":"#N/A"}},{"$f":"HLOOKUP(AR$371,'Appendix D'!$A$1:$DF$336,$AG68,FALSE)","v":{"$error":"#N/A"}},{"$f":"HLOOKUP(AS$371,'Appendix D'!$A$1:$DF$336,$AG68,FALSE)","v":{"$error":"#N/A"}},{"$f":"HLOOKUP(AT$371,'Appendix D'!$A$1:$DF$336,$AG68,FALSE)","v":{"$error":"#N/A"}},{"$f":"HLOOKUP(AU$371,'Appendix D'!$A$1:$DF$336,$AG68,FALSE)","v":{"$error":"#N/A"}},{"$f":"HLOOKUP(AV$371,'Appendix D'!$A$1:$DF$336,$AG68,FALSE)","v":{"$error":"#N/A"}},{"$f":"HLOOKUP(AW$371,'Appendix D'!$A$1:$DF$336,$AG68,FALSE)","v":{"$error":"#N/A"}},{"$f":"HLOOKUP(AX$371,'Appendix D'!$A$1:$DF$336,$AG68,FALSE)","v":{"$error":"#N/A"}},{"$f":"HLOOKUP(AY$371,'Appendix D'!$A$1:$DF$336,$AG68,FALSE)","v":{"$error":"#N/A"}},{"$f":"HLOOKUP(AZ$371,'Appendix D'!$A$1:$DF$336,$AG68,FALSE)","v":{"$error":"#N/A"}},{"$f":"HLOOKUP(BA$371,'Appendix D'!$A$1:$DF$336,$AG68,FALSE)","v":{"$error":"#N/A"}},{"$f":"HLOOKUP(BB$371,'Appendix D'!$A$1:$DF$336,$AG68,FALSE)","v":{"$error":"#N/A"}},9]
[null,null,null,null,null,null,null,null,null,null,null,null,null,null,null,null,null,null,null,null,null,null,null,"Miami",null,null,null,null,null,null,null,null,36,70,{"$f":"HLOOKUP(AI$371,'Appendix D'!$A$1:$DF$336,$AG69,FALSE)","v":{"$error":"#N/A"}},{"$f":"HLOOKUP(AJ$371,'Appendix D'!$A$1:$DF$336,$AG69,FALSE)","v":{"$error":"#N/A"}},{"$f":"HLOOKUP(AK$371,'Appendix D'!$A$1:$DF$336,$AG69,FALSE)","v":{"$error":"#N/A"}},{"$f":"HLOOKUP(AL$371,'Appendix D'!$A$1:$DF$336,$AG69,FALSE)","v":{"$error":"#N/A"}},{"$f":"HLOOKUP(AM$371,'Appendix D'!$A$1:$DF$336,$AG69,FALSE)","v":{"$error":"#N/A"}},{"$f":"HLOOKUP(AN$371,'Appendix D'!$A$1:$DF$336,$AG69,FALSE)","v":{"$error":"#N/A"}},{"$f":"HLOOKUP(AO$371,'Appendix D'!$A$1:$DF$336,$AG69,FALSE)","v":{"$error":"#N/A"}},{"$f":"HLOOKUP(AP$371,'Appendix D'!$A$1:$DF$336,$AG69,FALSE)","v":{"$error":"#N/A"}},{"$f":"HLOOKUP(AQ$371,'Appendix D'!$A$1:$DF$336,$AG69,FALSE)","v":{"$error":"#N/A"}},{"$f":"HLOOKUP(AR$371,'Appendix D'!$A$1:$DF$336,$AG69,FALSE)","v":{"$error":"#N/A"}},{"$f":"HLOOKUP(AS$371,'Appendix D'!$A$1:$DF$336,$AG69,FALSE)","v":{"$error":"#N/A"}},{"$f":"HLOOKUP(AT$371,'Appendix D'!$A$1:$DF$336,$AG69,FALSE)","v":{"$error":"#N/A"}},{"$f":"HLOOKUP(AU$371,'Appendix D'!$A$1:$DF$336,$AG69,FALSE)","v":{"$error":"#N/A"}},{"$f":"HLOOKUP(AV$371,'Appendix D'!$A$1:$DF$336,$AG69,FALSE)","v":{"$error":"#N/A"}},{"$f":"HLOOKUP(AW$371,'Appendix D'!$A$1:$DF$336,$AG69,FALSE)","v":{"$error":"#N/A"}},{"$f":"HLOOKUP(AX$371,'Appendix D'!$A$1:$DF$336,$AG69,FALSE)","v":{"$error":"#N/A"}},{"$f":"HLOOKUP(AY$371,'Appendix D'!$A$1:$DF$336,$AG69,FALSE)","v":{"$error":"#N/A"}},{"$f":"HLOOKUP(AZ$371,'Appendix D'!$A$1:$DF$336,$AG69,FALSE)","v":{"$error":"#N/A"}},{"$f":"HLOOKUP(BA$371,'Appendix D'!$A$1:$DF$336,$AG69,FALSE)","v":{"$error":"#N/A"}},{"$f":"HLOOKUP(BB$371,'Appendix D'!$A$1:$DF$336,$AG69,FALSE)","v":{"$error":"#N/A"}},10]
[null,null,null,null,null,null,null,null,null,null,null,null,null,null,null,null,null,null,null,null,null,null,null,"Melbourne",null,null,null,null,{"$f":"AC60","v":0},null,null,null,37,75,{"$f":"HLOOKUP(AI$371,'Appendix D'!$A$1:$DF$336,$AG70,FALSE)","v":{"$error":"#N/A"}},{"$f":"HLOOKUP(AJ$371,'Appendix D'!$A$1:$DF$336,$AG70,FALSE)","v":{"$error":"#N/A"}},{"$f":"HLOOKUP(AK$371,'Appendix D'!$A$1:$DF$336,$AG70,FALSE)","v":{"$error":"#N/A"}},{"$f":"HLOOKUP(AL$371,'Appendix D'!$A$1:$DF$336,$AG70,FALSE)","v":{"$error":"#N/A"}},{"$f":"HLOOKUP(AM$371,'Appendix D'!$A$1:$DF$336,$AG70,FALSE)","v":{"$error":"#N/A"}},{"$f":"HLOOKUP(AN$371,'Appendix D'!$A$1:$DF$336,$AG70,FALSE)","v":{"$error":"#N/A"}},{"$f":"HLOOKUP(AO$371,'Appendix D'!$A$1:$DF$336,$AG70,FALSE)","v":{"$error":"#N/A"}},{"$f":"HLOOKUP(AP$371,'Appendix D'!$A$1:$DF$336,$AG70,FALSE)","v":{"$error":"#N/A"}},{"$f":"HLOOKUP(AQ$371,'Appendix D'!$A$1:$DF$336,$AG70,FALSE)","v":{"$error":"#N/A"}},{"$f":"HLOOKUP(AR$371,'Appendix D'!$A$1:$DF$336,$AG70,FALSE)","v":{"$error":"#N/A"}},{"$f":"HLOOKUP(AS$371,'Appendix D'!$A$1:$DF$336,$AG70,FALSE)","v":{"$error":"#N/A"}},{"$f":"HLOOKUP(AT$371,'Appendix D'!$A$1:$DF$336,$AG70,FALSE)","v":{"$error":"#N/A"}},{"$f":"HLOOKUP(AU$371,'Appendix D'!$A$1:$DF$336,$AG70,FALSE)","v":{"$error":"#N/A"}},{"$f":"HLOOKUP(AV$371,'Appendix D'!$A$1:$DF$336,$AG70,FALSE)","v":{"$error":"#N/A"}},{"$f":"HLOOKUP(AW$371,'Appendix D'!$A$1:$DF$336,$AG70,FALSE)","v":{"$error":"#N/A"}},{"$f":"HLOOKUP(AX$371,'Appendix D'!$A$1:$DF$336,$AG70,FALSE)","v":{"$error":"#N/A"}},{"$f":"HLOOKUP(AY$371,'Appendix D'!$A$1:$DF$336,$AG70,FALSE)","v":{"$error":"#N/A"}},{"$f":"HLOOKUP(AZ$371,'Appendix D'!$A$1:$DF$336,$AG70,FALSE)","v":{"$error":"#N/A"}},{"$f":"HLOOKUP(BA$371,'Appendix D'!$A$1:$DF$336,$AG70,FALSE)","v":{"$error":"#N/A"}},{"$f":"HLOOKUP(BB$371,'Appendix D'!$A$1:$DF$336,$AG70,FALSE)","v":{"$error":"#N/A"}},11]
[null,null,null,null,null,null,null,null,null,null,null,null,null,null,null,null,null,null,null,null,null,null,null,"Orlando",null,null,null,{"$f":"AB67","v":0},{"$f":"(AC67+((AD67-AC67)/(AD66-AC66)*(AC60-AC66)))","v":0},null,null,null,38,80,{"$f":"HLOOKUP(AI$371,'Appendix D'!$A$1:$DF$336,$AG71,FALSE)","v":{"$error":"#N/A"}},{"$f":"HLOOKUP(AJ$371,'Appendix D'!$A$1:$DF$336,$AG71,FALSE)","v":{"$error":"#N/A"}},{"$f":"HLOOKUP(AK$371,'Appendix D'!$A$1:$DF$336,$AG71,FALSE)","v":{"$error":"#N/A"}},{"$f":"HLOOKUP(AL$371,'Appendix D'!$A$1:$DF$336,$AG71,FALSE)","v":{"$error":"#N/A"}},{"$f":"HLOOKUP(AM$371,'Appendix D'!$A$1:$DF$336,$AG71,FALSE)","v":{"$error":"#N/A"}},{"$f":"HLOOKUP(AN$371,'Appendix D'!$A$1:$DF$336,$AG71,FALSE)","v":{"$error":"#N/A"}},{"$f":"HLOOKUP(AO$371,'Appendix D'!$A$1:$DF$336,$AG71,FALSE)","v":{"$error":"#N/A"}},{"$f":"HLOOKUP(AP$371,'Appendix D'!$A$1:$DF$336,$AG71,FALSE)","v":{"$error":"#N/A"}},{"$f":"HLOOKUP(AQ$371,'Appendix D'!$A$1:$DF$336,$AG71,FALSE)","v":{"$error":"#N/A"}},{"$f":"HLOOKUP(AR$371,'Appendix D'!$A$1:$DF$336,$AG71,FALSE)","v":{"$error":"#N/A"}},{"$f":"HLOOKUP(AS$371,'Appendix D'!$A$1:$DF$336,$AG71,FALSE)","v":{"$error":"#N/A"}},{"$f":"HLOOKUP(AT$371,'Appendix D'!$A$1:$DF$336,$AG71,FALSE)","v":{"$error":"#N/A"}},{"$f":"HLOOKUP(AU$371,'Appendix D'!$A$1:$DF$336,$AG71,FALSE)","v":{"$error":"#N/A"}},{"$f":"HLOOKUP(AV$371,'Appendix D'!$A$1:$DF$336,$AG71,FALSE)","v":{"$error":"#N/A"}},{"$f":"HLOOKUP(AW$371,'Appendix D'!$A$1:$DF$336,$AG71,FALSE)","v":{"$error":"#N/A"}},{"$f":"HLOOKUP(AX$371,'Appendix D'!$A$1:$DF$336,$AG71,FALSE)","v":{"$error":"#N/A"}},{"$f":"HLOOKUP(AY$371,'Appendix D'!$A$1:$DF$336,$AG71,FALSE)","v":{"$error":"#N/A"}},{"$f":"HLOOKUP(AZ$371,'Appendix D'!$A$1:$DF$336,$AG71,FALSE)","v":{"$error":"#N/A"}},{"$f":"HLOOKUP(BA$371,'Appendix D'!$A$1:$DF$336,$AG71,FALSE)","v":{"$error":"#N/A"}},{"$f":"HLOOKUP(BB$371,'Appendix D'!$A$1:$DF$336,$AG71,FALSE)","v":{"$error":"#N/A"}},12]
[null,null,null,null,null,null,null,null,null,null,null,null,null,null,null,null,null,null,null,null,null,null,null,"Pensacola",null,null,null,{"$f":"AB68","v":5},{"$f":"(AC68+((AD68-AC68)/(AD66-AC66)*(AC60-AC66)))","v":{"$error":"#REF!"}},null,null,null,39,85,{"$f":"HLOOKUP(AI$371,'Appendix D'!$A$1:$DF$336,$AG72,FALSE)","v":{"$error":"#N/A"}},{"$f":"HLOOKUP(AJ$371,'Appendix D'!$A$1:$DF$336,$AG72,FALSE)","v":{"$error":"#N/A"}},{"$f":"HLOOKUP(AK$371,'Appendix D'!$A$1:$DF$336,$AG72,FALSE)","v":{"$error":"#N/A"}},{"$f":"HLOOKUP(AL$371,'Appendix D'!$A$1:$DF$336,$AG72,FALSE)","v":{"$error":"#N/A"}},{"$f":"HLOOKUP(AM$371,'Appendix D'!$A$1:$DF$336,$AG72,FALSE)","v":{"$error":"#N/A"}},{"$f":"HLOOKUP(AN$371,'Appendix D'!$A$1:$DF$336,$AG72,FALSE)","v":{"$error":"#N/A"}},{"$f":"HLOOKUP(AO$371,'Appendix D'!$A$1:$DF$336,$AG72,FALSE)","v":{"$error":"#N/A"}},{"$f":"HLOOKUP(AP$371,'Appendix D'!$A$1:$DF$336,$AG72,FALSE)","v":{"$error":"#N/A"}},{"$f":"HLOOKUP(AQ$371,'Appendix D'!$A$1:$DF$336,$AG72,FALSE)","v":{"$error":"#N/A"}},{"$f":"HLOOKUP(AR$371,'Appendix D'!$A$1:$DF$336,$AG72,FALSE)","v":{"$error":"#N/A"}},{"$f":"HLOOKUP(AS$371,'Appendix D'!$A$1:$DF$336,$AG72,FALSE)","v":{"$error":"#N/A"}},{"$f":"HLOOKUP(AT$371,'Appendix D'!$A$1:$DF$336,$AG72,FALSE)","v":{"$error":"#N/A"}},{"$f":"HLOOKUP(AU$371,'Appendix D'!$A$1:$DF$336,$AG72,FALSE)","v":{"$error":"#N/A"}},{"$f":"HLOOKUP(AV$371,'Appendix D'!$A$1:$DF$336,$AG72,FALSE)","v":{"$error":"#N/A"}},{"$f":"HLOOKUP(AW$371,'Appendix D'!$A$1:$DF$336,$AG72,FALSE)","v":{"$error":"#N/A"}},{"$f":"HLOOKUP(AX$371,'Appendix D'!$A$1:$DF$336,$AG72,FALSE)","v":{"$error":"#N/A"}},{"$f":"HLOOKUP(AY$371,'Appendix D'!$A$1:$DF$336,$AG72,FALSE)","v":{"$error":"#N/A"}},{"$f":"HLOOKUP(AZ$371,'Appendix D'!$A$1:$DF$336,$AG72,FALSE)","v":{"$error":"#N/A"}},{"$f":"HLOOKUP(BA$371,'Appendix D'!$A$1:$DF$336,$AG72,FALSE)","v":{"$error":"#N/A"}},{"$f":"HLOOKUP(BB$371,'Appendix D'!$A$1:$DF$336,$AG72,FALSE)","v":{"$error":"#N/A"}},13]
[null,null,null,null,null,null,null,null,null,null,null,null,null,null,null,null,null,null,null,null,null,null,null,"Tallahassee",null,null,null,null,null,null,null,null,40,90,{"$f":"HLOOKUP(AI$371,'Appendix D'!$A$1:$DF$336,$AG73,FALSE)","v":{"$error":"#N/A"}},{"$f":"HLOOKUP(AJ$371,'Appendix D'!$A$1:$DF$336,$AG73,FALSE)","v":{"$error":"#N/A"}},{"$f":"HLOOKUP(AK$371,'Appendix D'!$A$1:$DF$336,$AG73,FALSE)","v":{"$error":"#N/A"}},{"$f":"HLOOKUP(AL$371,'Appendix D'!$A$1:$DF$336,$AG73,FALSE)","v":{"$error":"#N/A"}},{"$f":"HLOOKUP(AM$371,'Appendix D'!$A$1:$DF$336,$AG73,FALSE)","v":{"$error":"#N/A"}},{"$f":"HLOOKUP(AN$371,'Appendix D'!$A$1:$DF$336,$AG73,FALSE)","v":{"$error":"#N/A"}},{"$f":"HLOOKUP(AO$371,'Appendix D'!$A$1:$DF$336,$AG73,FALSE)","v":{"$error":"#N/A"}},{"$f":"HLOOKUP(AP$371,'Appendix D'!$A$1:$DF$336,$AG73,FALSE)","v":{"$error":"#N/A"}},{"$f":"HLOOKUP(AQ$371,'Appendix D'!$A$1:$DF$336,$AG73,FALSE)","v":{"$error":"#N/A"}},{"$f":"HLOOKUP(AR$371,'Appendix D'!$A$1:$DF$336,$AG73,FALSE)","v":{"$error":"#N/A"}},{"$f":"HLOOKUP(AS$371,'Appendix D'!$A$1:$DF$336,$AG73,FALSE)","v":{"$error":"#N/A"}},{"$f":"HLOOKUP(AT$371,'Appendix D'!$A$1:$DF$336,$AG73,FALSE)","v":{"$error":"#N/A"}},{"$f":"HLOOKUP(AU$371,'Appendix D'!$A$1:$DF$336,$AG73,FALSE)","v":{"$error":"#N/A"}},{"$f":"HLOOKUP(AV$371,'Appendix D'!$A$1:$DF$336,$AG73,FALSE)","v":{"$error":"#N/A"}},{"$f":"HLOOKUP(AW$371,'Appendix D'!$A$1:$DF$336,$AG73,FALSE)","v":{"$error":"#N/A"}},{"$f":"HLOOKUP(AX$371,'Appendix D'!$A$1:$DF$336,$AG73,FALSE)","v":{"$error":"#N/A"}},{"$f":"HLOOKUP(AY$371,'Appendix D'!$A$1:$DF$336,$AG73,FALSE)","v":{"$error":"#N/A"}},{"$f":"HLOOKUP(AZ$371,'Appendix D'!$A$1:$DF$336,$AG73,FALSE)","v":{"$error":"#N/A"}},{"$f":"HLOOKUP(BA$371,'Appendix D'!$A$1:$DF$336,$AG73,FALSE)","v":{"$error":"#N/A"}},{"$f":"HLOOKUP(BB$371,'Appendix D'!$A$1:$DF$336,$AG73,FALSE)","v":{"$error":"#N/A"}},14]
[null,null,null,null,null,null,null,null,null,null,null,null,null,null,null,null,null,null,null,null,null,null,null,"Tampa",null,null,null,null,{"$f":"AC70","v":0},null,null,null,41,95,{"$f":"HLOOKUP(AI$371,'Appendix D'!$A$1:$DF$336,$AG74,FALSE)","v":{"$error":"#N/A"}},{"$f":"HLOOKUP(AJ$371,'Appendix D'!$A$1:$DF$336,$AG74,FALSE)","v":{"$error":"#N/A"}},{"$f":"HLOOKUP(AK$371,'Appendix D'!$A$1:$DF$336,$AG74,FALSE)","v":{"$error":"#N/A"}},{"$f":"HLOOKUP(AL$371,'Appendix D'!$A$1:$DF$336,$AG74,FALSE)","v":{"$error":"#N/A"}},{"$f":"HLOOKUP(AM$371,'Appendix D'!$A$1:$DF$336,$AG74,FALSE)","v":{"$error":"#N/A"}},{"$f":"HLOOKUP(AN$371,'Appendix D'!$A$1:$DF$336,$AG74,FALSE)","v":{"$error":"#N/A"}},{"$f":"HLOOKUP(AO$371,'Appendix D'!$A$1:$DF$336,$AG74,FALSE)","v":{"$error":"#N/A"}},{"$f":"HLOOKUP(AP$371,'Appendix D'!$A$1:$DF$336,$AG74,FALSE)","v":{"$error":"#N/A"}},{"$f":"HLOOKUP(AQ$371,'Appendix D'!$A$1:$DF$336,$AG74,FALSE)","v":{"$error":"#N/A"}},{"$f":"HLOOKUP(AR$371,'Appendix D'!$A$1:$DF$336,$AG74,FALSE)","v":{"$error":"#N/A"}},{"$f":"HLOOKUP(AS$371,'Appendix D'!$A$1:$DF$336,$AG74,FALSE)","v":{"$error":"#N/A"}},{"$f":"HLOOKUP(AT$371,'Appendix D'!$A$1:$DF$336,$AG74,FALSE)","v":{"$error":"#N/A"}},{"$f":"HLOOKUP(AU$371,'Appendix D'!$A$1:$DF$336,$AG74,FALSE)","v":{"$error":"#N/A"}},{"$f":"HLOOKUP(AV$371,'Appendix D'!$A$1:$DF$336,$AG74,FALSE)","v":{"$error":"#N/A"}},{"$f":"HLOOKUP(AW$371,'Appendix D'!$A$1:$DF$336,$AG74,FALSE)","v":{"$error":"#N/A"}},{"$f":"HLOOKUP(AX$371,'Appendix D'!$A$1:$DF$336,$AG74,FALSE)","v":{"$error":"#N/A"}},{"$f":"HLOOKUP(AY$371,'Appendix D'!$A$1:$DF$336,$AG74,FALSE)","v":{"$error":"#N/A"}},{"$f":"HLOOKUP(AZ$371,'Appendix D'!$A$1:$DF$336,$AG74,FALSE)","v":{"$error":"#N/A"}},{"$f":"HLOOKUP(BA$371,'Appendix D'!$A$1:$DF$336,$AG74,FALSE)","v":{"$error":"#N/A"}},{"$f":"HLOOKUP(BB$371,'Appendix D'!$A$1:$DF$336,$AG74,FALSE)","v":{"$error":"#N/A"}},15]
[null,null,null,null,null,null,null,null,null,null,null,null,null,null,null,null,null,null,null,null,null,null,null,null,null,null,null,{"$f":"AD60","v":5},{"$f":"(AC71+((AC72-AC71)/(AB72-AB71)*(AB75-AB71)))","v":{"$error":"#REF!"}},null,null,null,42,98,{"$f":"HLOOKUP(AI$371,'Appendix D'!$A$1:$DF$336,$AG75,FALSE)","v":{"$error":"#N/A"}},{"$f":"HLOOKUP(AJ$371,'Appendix D'!$A$1:$DF$336,$AG75,FALSE)","v":{"$error":"#N/A"}},{"$f":"HLOOKUP(AK$371,'Appendix D'!$A$1:$DF$336,$AG75,FALSE)","v":{"$error":"#N/A"}},{"$f":"HLOOKUP(AL$371,'Appendix D'!$A$1:$DF$336,$AG75,FALSE)","v":{"$error":"#N/A"}},{"$f":"HLOOKUP(AM$371,'Appendix D'!$A$1:$DF$336,$AG75,FALSE)","v":{"$error":"#N/A"}},{"$f":"HLOOKUP(AN$371,'Appendix D'!$A$1:$DF$336,$AG75,FALSE)","v":{"$error":"#N/A"}},{"$f":"HLOOKUP(AO$371,'Appendix D'!$A$1:$DF$336,$AG75,FALSE)","v":{"$error":"#N/A"}},{"$f":"HLOOKUP(AP$371,'Appendix D'!$A$1:$DF$336,$AG75,FALSE)","v":{"$error":"#N/A"}},{"$f":"HLOOKUP(AQ$371,'Appendix D'!$A$1:$DF$336,$AG75,FALSE)","v":{"$error":"#N/A"}},{"$f":"HLOOKUP(AR$371,'Appendix D'!$A$1:$DF$336,$AG75,FALSE)","v":{"$error":"#N/A"}},{"$f":"HLOOKUP(AS$371,'Appendix D'!$A$1:$DF$336,$AG75,FALSE)","v":{"$error":"#N/A"}},{"$f":"HLOOKUP(AT$371,'Appendix D'!$A$1:$DF$336,$AG75,FALSE)","v":{"$error":"#N/A"}},{"$f":"HLOOKUP(AU$371,'Appendix D'!$A$1:$DF$336,$AG75,FALSE)","v":{"$error":"#N/A"}},{"$f":"HLOOKUP(AV$371,'Appendix D'!$A$1:$DF$336,$AG75,FALSE)","v":{"$error":"#N/A"}},{"$f":"HLOOKUP(AW$371,'Appendix D'!$A$1:$DF$336,$AG75,FALSE)","v":{"$error":"#N/A"}},{"$f":"HLOOKUP(AX$371,'Appendix D'!$A$1:$DF$336,$AG75,FALSE)","v":{"$error":"#N/A"}},{"$f":"HLOOKUP(AY$371,'Appendix D'!$A$1:$DF$336,$AG75,FALSE)","v":{"$error":"#N/A"}},{"$f":"HLOOKUP(AZ$371,'Appendix D'!$A$1:$DF$336,$AG75,FALSE)","v":{"$error":"#N/A"}},{"$f":"HLOOKUP(BA$371,'Appendix D'!$A$1:$DF$336,$AG75,FALSE)","v":{"$error":"#N/A"}},{"$f":"HLOOKUP(BB$371,'Appendix D'!$A$1:$DF$336,$AG75,FALSE)","v":{"$error":"#N/A"}},16]
[]
[null,null,null,null,null,null,null,null,null,null,null,null,null,null,null,null,null,null,null,null,null,null,null,null,null,null,null,"0.75 INCH RETENTION EFFICIENCY INTERPOLATION",null,null,null,null,null,{"$f":"$AH$25","v":0},null,null,null,null,"Mean Annual Mass Removal Efficiencies for 0.75-inches of Retention "]
[]
[null,null,null,null,null,null,null,null,null,null,null,null,null,null,null,null,null,null,null,null,null,null,null,null,null,null,null,"POST","CN","DCIA"]
[null,null,null,null,null,null,null,null,null,null,null,null,null,null,null,null,null,null,null,null,null,null,null,null,null,null,null,null,null,null,null,null,null,"NDCIA CN","Percent DCIA"]
[null,null,null,null,null,null,null,null,null,null,null,null,null,null,null,null,null,null,null,null,null,null,null,null,null,null,null,null,{"$f":"'Watershed Characteristics'!$AA$47","v":0},{"$f":"IF('Watershed Characteristics'!$AA$48<5, 5, 'Watershed Characteristics'!$AA$48)","v":5},null,null,null,null,5,10,15,20,25,30,35,40,45,50,55,60,65,70,75,80,85,90,95,100]
[null,null,null,null,null,null,null,null,null,null,null,null,null,null,null,null,null,null,null,null,null,null,null,null,null,null,null,null,null,null,null,null,49,30,{"$f":"HLOOKUP(AI$371,'Appendix D'!$A$1:$DF$336,$AG82,FALSE)","v":{"$error":"#N/A"}},{"$f":"HLOOKUP(AJ$371,'Appendix D'!$A$1:$DF$336,$AG82,FALSE)","v":{"$error":"#N/A"}},{"$f":"HLOOKUP(AK$371,'Appendix D'!$A$1:$DF$336,$AG82,FALSE)","v":{"$error":"#N/A"}},{"$f":"HLOOKUP(AL$371,'Appendix D'!$A$1:$DF$336,$AG82,FALSE)","v":{"$error":"#N/A"}},{"$f":"HLOOKUP(AM$371,'Appendix D'!$A$1:$DF$336,$AG82,FALSE)","v":{"$error":"#N/A"}},{"$f":"HLOOKUP(AN$371,'Appendix D'!$A$1:$DF$336,$AG82,FALSE)","v":{"$error":"#N/A"}},{"$f":"HLOOKUP(AO$371,'Appendix D'!$A$1:$DF$336,$AG82,FALSE)","v":{"$error":"#N/A"}},{"$f":"HLOOKUP(AP$371,'Appendix D'!$A$1:$DF$336,$AG82,FALSE)","v":{"$error":"#N/A"}},{"$f":"HLOOKUP(AQ$371,'Appendix D'!$A$1:$DF$336,$AG82,FALSE)","v":{"$error":"#N/A"}},{"$f":"HLOOKUP(AR$371,'Appendix D'!$A$1:$DF$336,$AG82,FALSE)","v":{"$error":"#N/A"}},{"$f":"HLOOKUP(AS$371,'Appendix D'!$A$1:$DF$336,$AG82,FALSE)","v":{"$error":"#N/A"}},{"$f":"HLOOKUP(AT$371,'Appendix D'!$A$1:$DF$336,$AG82,FALSE)","v":{"$error":"#N/A"}},{"$f":"HLOOKUP(AU$371,'Appendix D'!$A$1:$DF$336,$AG82,FALSE)","v":{"$error":"#N/A"}},{"$f":"HLOOKUP(AV$371,'Appendix D'!$A$1:$DF$336,$AG82,FALSE)","v":{"$error":"#N/A"}},{"$f":"HLOOKUP(AW$371,'Appendix D'!$A$1:$DF$336,$AG82,FALSE)","v":{"$error":"#N/A"}},{"$f":"HLOOKUP(AX$371,'Appendix D'!$A$1:$DF$336,$AG82,FALSE)","v":{"$error":"#N/A"}},{"$f":"HLOOKUP(AY$371,'Appendix D'!$A$1:$DF$336,$AG82,FALSE)","v":{"$error":"#N/A"}},{"$f":"HLOOKUP(AZ$371,'Appendix D'!$A$1:$DF$336,$AG82,FALSE)","v":{"$error":"#N/A"}},{"$f":"HLOOKUP(BA$371,'Appendix D'!$A$1:$DF$336,$AG82,FALSE)","v":{"$error":"#N/A"}},{"$f":"HLOOKUP(BB$371,'Appendix D'!$A$1:$DF$336,$AG82,FALSE)","v":{"$error":"#N/A"}},2]
[null,null,null,null,null,null,null,null,null,null,null,null,null,null,null,null,null,null,null,null,null,null,null,null,null,null,null,"R.Down:",{"$f":"(ROUNDDOWN(AC81/10,0)*10)","v":0},{"$f":"(ROUNDDOWN(AD81/10,0)*10)","v":0},{"$f":"AE41","v":{"$error":"#N/A"}},null,50,35,{"$f":"HLOOKUP(AI$371,'Appendix D'!$A$1:$DF$336,$AG83,FALSE)","v":{"$error":"#N/A"}},{"$f":"HLOOKUP(AJ$371,'Appendix D'!$A$1:$DF$336,$AG83,FALSE)","v":{"$error":"#N/A"}},{"$f":"HLOOKUP(AK$371,'Appendix D'!$A$1:$DF$336,$AG83,FALSE)","v":{"$error":"#N/A"}},{"$f":"HLOOKUP(AL$371,'Appendix D'!$A$1:$DF$336,$AG83,FALSE)","v":{"$error":"#N/A"}},{"$f":"HLOOKUP(AM$371,'Appendix D'!$A$1:$DF$336,$AG83,FALSE)","v":{"$error":"#N/A"}},{"$f":"HLOOKUP(AN$371,'Appendix D'!$A$1:$DF$336,$AG83,FALSE)","v":{"$error":"#N/A"}},{"$f":"HLOOKUP(AO$371,'Appendix D'!$A$1:$DF$336,$AG83,FALSE)","v":{"$error":"#N/A"}},{"$f":"HLOOKUP(AP$371,'Appendix D'!$A$1:$DF$336,$AG83,FALSE)","v":{"$error":"#N/A"}},{"$f":"HLOOKUP(AQ$371,'Appendix D'!$A$1:$DF$336,$AG83,FALSE)","v":{"$error":"#N/A"}},{"$f":"HLOOKUP(AR$371,'Appendix D'!$A$1:$DF$336,$AG83,FALSE)","v":{"$error":"#N/A"}},{"$f":"HLOOKUP(AS$371,'Appendix D'!$A$1:$DF$336,$AG83,FALSE)","v":{"$error":"#N/A"}},{"$f":"HLOOKUP(AT$371,'Appendix D'!$A$1:$DF$336,$AG83,FALSE)","v":{"$error":"#N/A"}},{"$f":"HLOOKUP(AU$371,'Appendix D'!$A$1:$DF$336,$AG83,FALSE)","v":{"$error":"#N/A"}},{"$f":"HLOOKUP(AV$371,'Appendix D'!$A$1:$DF$336,$AG83,FALSE)","v":{"$error":"#N/A"}},{"$f":"HLOOKUP(AW$371,'Appendix D'!$A$1:$DF$336,$AG83,FALSE)","v":{"$error":"#N/A"}},{"$f":"HLOOKUP(AX$371,'Appendix D'!$A$1:$DF$336,$AG83,FALSE)","v":{"$error":"#N/A"}},{"$f":"HLOOKUP(AY$371,'Appendix D'!$A$1:$DF$336,$AG83,FALSE)","v":{"$error":"#N/A"}},{"$f":"HLOOKUP(AZ$371,'Appendix D'!$A$1:$DF$336,$AG83,FALSE)","v":{"$error":"#N/A"}},{"$f":"HLOOKUP(BA$371,'Appendix D'!$A$1:$DF$336,$AG83,FALSE)","v":{"$error":"#N/A"}},{"$f":"HLOOKUP(BB$371,'Appendix D'!$A$1:$DF$336,$AG83,FALSE)","v":{"$error":"#N/A"}},3]
[null,null,null,null,null,null,null,null,null,null,null,null,null,null,null,null,null,null,null,null,null,null,null,null,null,null,null,"Diff:",{"$f":"AC81-AC83","v":0},{"$f":"AD81-AD83","v":5},{"$f":"AE42","v":{"$error":"#N/A"}},null,51,40,{"$f":"HLOOKUP(AI$371,'Appendix D'!$A$1:$DF$336,$AG84,FALSE)","v":{"$error":"#N/A"}},{"$f":"HLOOKUP(AJ$371,'Appendix D'!$A$1:$DF$336,$AG84,FALSE)","v":{"$error":"#N/A"}},{"$f":"HLOOKUP(AK$371,'Appendix D'!$A$1:$DF$336,$AG84,FALSE)","v":{"$error":"#N/A"}},{"$f":"HLOOKUP(AL$371,'Appendix D'!$A$1:$DF$336,$AG84,FALSE)","v":{"$error":"#N/A"}},{"$f":"HLOOKUP(AM$371,'Appendix D'!$A$1:$DF$336,$AG84,FALSE)","v":{"$error":"#N/A"}},{"$f":"HLOOKUP(AN$371,'Appendix D'!$A$1:$DF$336,$AG84,FALSE)","v":{"$error":"#N/A"}},{"$f":"HLOOKUP(AO$371,'Appendix D'!$A$1:$DF$336,$AG84,FALSE)","v":{"$error":"#N/A"}},{"$f":"HLOOKUP(AP$371,'Appendix D'!$A$1:$DF$336,$AG84,FALSE)","v":{"$error":"#N/A"}},{"$f":"HLOOKUP(AQ$371,'Appendix D'!$A$1:$DF$336,$AG84,FALSE)","v":{"$error":"#N/A"}},{"$f":"HLOOKUP(AR$371,'Appendix D'!$A$1:$DF$336,$AG84,FALSE)","v":{"$error":"#N/A"}},{"$f":"HLOOKUP(AS$371,'Appendix D'!$A$1:$DF$336,$AG84,FALSE)","v":{"$error":"#N/A"}},{"$f":"HLOOKUP(AT$371,'Appendix D'!$A$1:$DF$336,$AG84,FALSE)","v":{"$error":"#N/A"}},{"$f":"HLOOKUP(AU$371,'Appendix D'!$A$1:$DF$336,$AG84,FALSE)","v":{"$error":"#N/A"}},{"$f":"HLOOKUP(AV$371,'Appendix D'!$A$1:$DF$336,$AG84,FALSE)","v":{"$error":"#N/A"}},{"$f":"HLOOKUP(AW$371,'Appendix D'!$A$1:$DF$336,$AG84,FALSE)","v":{"$error":"#N/A"}},{"$f":"HLOOKUP(AX$371,'Appendix D'!$A$1:$DF$336,$AG84,FALSE)","v":{"$error":"#N/A"}},{"$f":"HLOOKUP(AY$371,'Appendix D'!$A$1:$DF$336,$AG84,FALSE)","v":{"$error":"#N/A"}},{"$f":"HLOOKUP(AZ$371,'Appendix D'!$A$1:$DF$336,$AG84,FALSE)","v":{"$error":"#N/A"}},{"$f":"HLOOKUP(BA$371,'Appendix D'!$A$1:$DF$336,$AG84,FALSE)","v":{"$error":"#N/A"}},{"$f":"HLOOKUP(BB$371,'Appendix D'!$A$1:$DF$336,$AG84,FALSE)","v":{"$error":"#N/A"}},4]
[null,null,null,null,null,null,null,null,null,null,null,null,null,null,null,null,null,null,null,null,null,null,null,null,null,null,null,null,null,null,{"$f":"AE43","v":{"$error":"#N/A"}},null,52,45,{"$f":"HLOOKUP(AI$371,'Appendix D'!$A$1:$DF$336,$AG85,FALSE)","v":{"$error":"#N/A"}},{"$f":"HLOOKUP(AJ$371,'Appendix D'!$A$1:$DF$336,$AG85,FALSE)","v":{"$error":"#N/A"}},{"$f":"HLOOKUP(AK$371,'Appendix D'!$A$1:$DF$336,$AG85,FALSE)","v":{"$error":"#N/A"}},{"$f":"HLOOKUP(AL$371,'Appendix D'!$A$1:$DF$336,$AG85,FALSE)","v":{"$error":"#N/A"}},{"$f":"HLOOKUP(AM$371,'Appendix D'!$A$1:$DF$336,$AG85,FALSE)","v":{"$error":"#N/A"}},{"$f":"HLOOKUP(AN$371,'Appendix D'!$A$1:$DF$336,$AG85,FALSE)","v":{"$error":"#N/A"}},{"$f":"HLOOKUP(AO$371,'Appendix D'!$A$1:$DF$336,$AG85,FALSE)","v":{"$error":"#N/A"}},{"$f":"HLOOKUP(AP$371,'Appendix D'!$A$1:$DF$336,$AG85,FALSE)","v":{"$error":"#N/A"}},{"$f":"HLOOKUP(AQ$371,'Appendix D'!$A$1:$DF$336,$AG85,FALSE)","v":{"$error":"#N/A"}},{"$f":"HLOOKUP(AR$371,'Appendix D'!$A$1:$DF$336,$AG85,FALSE)","v":{"$error":"#N/A"}},{"$f":"HLOOKUP(AS$371,'Appendix D'!$A$1:$DF$336,$AG85,FALSE)","v":{"$error":"#N/A"}},{"$f":"HLOOKUP(AT$371,'Appendix D'!$A$1:$DF$336,$AG85,FALSE)","v":{"$error":"#N/A"}},{"$f":"HLOOKUP(AU$371,'Appendix D'!$A$1:$DF$336,$AG85,FALSE)","v":{"$error":"#N/A"}},{"$f":"HLOOKUP(AV$371,'Appendix D'!$A$1:$DF$336,$AG85,FALSE)","v":{"$error":"#N/A"}},{"$f":"HLOOKUP(AW$371,'Appendix D'!$A$1:$DF$336,$AG85,FALSE)","v":{"$error":"#N/A"}},{"$f":"HLOOKUP(AX$371,'Appendix D'!$A$1:$DF$336,$AG85,FALSE)","v":{"$error":"#N/A"}},{"$f":"HLOOKUP(AY$371,'Appendix D'!$A$1:$DF$336,$AG85,FALSE)","v":{"$error":"#N/A"}},{"$f":"HLOOKUP(AZ$371,'Appendix D'!$A$1:$DF$336,$AG85,FALSE)","v":{"$error":"#N/A"}},{"$f":"HLOOKUP(BA$371,'Appendix D'!$A$1:$DF$336,$AG85,FALSE)","v":{"$error":"#N/A"}},{"$f":"HLOOKUP(BB$371,'Appendix D'!$A$1:$DF$336,$AG85,FALSE)","v":{"$error":"#N/A"}},5]
[null,null,null,null,null,null,null,null,null,null,null,null,null,null,null,null,null,null,null,null,null,null,null,null,null,null,null,null,null,null,{"$f":"AE44","v":{"$error":"#N/A"}},null,53,50,{"$f":"HLOOKUP(AI$371,'Appendix D'!$A$1:$DF$336,$AG86,FALSE)","v":{"$error":"#N/A"}},{"$f":"HLOOKUP(AJ$371,'Appendix D'!$A$1:$DF$336,$AG86,FALSE)","v":{"$error":"#N/A"}},{"$f":"HLOOKUP(AK$371,'Appendix D'!$A$1:$DF$336,$AG86,FALSE)","v":{"$error":"#N/A"}},{"$f":"HLOOKUP(AL$371,'Appendix D'!$A$1:$DF$336,$AG86,FALSE)","v":{"$error":"#N/A"}},{"$f":"HLOOKUP(AM$371,'Appendix D'!$A$1:$DF$336,$AG86,FALSE)","v":{"$error":"#N/A"}},{"$f":"HLOOKUP(AN$371,'Appendix D'!$A$1:$DF$336,$AG86,FALSE)","v":{"$error":"#N/A"}},{"$f":"HLOOKUP(AO$371,'Appendix D'!$A$1:$DF$336,$AG86,FALSE)","v":{"$error":"#N/A"}},{"$f":"HLOOKUP(AP$371,'Appendix D'!$A$1:$DF$336,$AG86,FALSE)","v":{"$error":"#N/A"}},{"$f":"HLOOKUP(AQ$371,'Appendix D'!$A$1:$DF$336,$AG86,FALSE)","v":{"$error":"#N/A"}},{"$f":"HLOOKUP(AR$371,'Appendix D'!$A$1:$DF$336,$AG86,FALSE)","v":{"$error":"#N/A"}},{"$f":"HLOOKUP(AS$371,'Appendix D'!$A$1:$DF$336,$AG86,FALSE)","v":{"$error":"#N/A"}},{"$f":"HLOOKUP(AT$371,'Appendix D'!$A$1:$DF$336,$AG86,FALSE)","v":{"$error":"#N/A"}},{"$f":"HLOOKUP(AU$371,'Appendix D'!$A$1:$DF$336,$AG86,FALSE)","v":{"$error":"#N/A"}},{"$f":"HLOOKUP(AV$371,'Appendix D'!$A$1:$DF$336,$AG86,FALSE)","v":{"$error":"#N/A"}},{"$f":"HLOOKUP(AW$371,'Appendix D'!$A$1:$DF$336,$AG86,FALSE)","v":{"$error":"#N/A"}},{"$f":"HLOOKUP(AX$371,'Appendix D'!$A$1:$DF$336,$AG86,FALSE)","v":{"$error":"#N/A"}},{"$f":"HLOOKUP(AY$371,'Appendix D'!$A$1:$DF$336,$AG86,FALSE)","v":{"$error":"#N/A"}},{"$f":"HLOOKUP(AZ$371,'Appendix D'!$A$1:$DF$336,$AG86,FALSE)","v":{"$error":"#N/A"}},{"$f":"HLOOKUP(BA$371,'Appendix D'!$A$1:$DF$336,$AG86,FALSE)","v":{"$error":"#N/A"}},{"$f":"HLOOKUP(BB$371,'Appendix D'!$A$1:$DF$336,$AG86,FALSE)","v":{"$error":"#N/A"}},6]
[null,null,null,null,null,null,null,null,null,null,null,null,null,null,null,null,null,null,null,null,null,null,null,null,null,null,null,null,{"$f":"IF(AC84>5,AC83+5,AC83)","v":0},{"$f":"IF(AC81>95,98,AC87+5)","v":5},null,null,54,55,{"$f":"HLOOKUP(AI$371,'Appendix D'!$A$1:$DF$336,$AG87,FALSE)","v":{"$error":"#N/A"}},{"$f":"HLOOKUP(AJ$371,'Appendix D'!$A$1:$DF$336,$AG87,FALSE)","v":{"$error":"#N/A"}},{"$f":"HLOOKUP(AK$371,'Appendix D'!$A$1:$DF$336,$AG87,FALSE)","v":{"$error":"#N/A"}},{"$f":"HLOOKUP(AL$371,'Appendix D'!$A$1:$DF$336,$AG87,FALSE)","v":{"$error":"#N/A"}},{"$f":"HLOOKUP(AM$371,'Appendix D'!$A$1:$DF$336,$AG87,FALSE)","v":{"$error":"#N/A"}},{"$f":"HLOOKUP(AN$371,'Appendix D'!$A$1:$DF$336,$AG87,FALSE)","v":{"$error":"#N/A"}},{"$f":"HLOOKUP(AO$371,'Appendix D'!$A$1:$DF$336,$AG87,FALSE)","v":{"$error":"#N/A"}},{"$f":"HLOOKUP(AP$371,'Appendix D'!$A$1:$DF$336,$AG87,FALSE)","v":{"$error":"#N/A"}},{"$f":"HLOOKUP(AQ$371,'Appendix D'!$A$1:$DF$336,$AG87,FALSE)","v":{"$error":"#N/A"}},{"$f":"HLOOKUP(AR$371,'Appendix D'!$A$1:$DF$336,$AG87,FALSE)","v":{"$error":"#N/A"}},{"$f":"HLOOKUP(AS$371,'Appendix D'!$A$1:$DF$336,$AG87,FALSE)","v":{"$error":"#N/A"}},{"$f":"HLOOKUP(AT$371,'Appendix D'!$A$1:$DF$336,$AG87,FALSE)","v":{"$error":"#N/A"}},{"$f":"HLOOKUP(AU$371,'Appendix D'!$A$1:$DF$336,$AG87,FALSE)","v":{"$error":"#N/A"}},{"$f":"HLOOKUP(AV$371,'Appendix D'!$A$1:$DF$336,$AG87,FALSE)","v":{"$error":"#N/A"}},{"$f":"HLOOKUP(AW$371,'Appendix D'!$A$1:$DF$336,$AG87,FALSE)","v":{"$error":"#N/A"}},{"$f":"HLOOKUP(AX$371,'Appendix D'!$A$1:$DF$336,$AG87,FALSE)","v":{"$error":"#N/A"}},{"$f":"HLOOKUP(AY$371,'Appendix D'!$A$1:$DF$336,$AG87,FALSE)","v":{"$error":"#N/A"}},{"$f":"HLOOKUP(AZ$371,'Appendix D'!$A$1:$DF$336,$AG87,FALSE)","v":{"$error":"#N/A"}},{"$f":"HLOOKUP(BA$371,'Appendix D'!$A$1:$DF$336,$AG87,FALSE)","v":{"$error":"#N/A"}},{"$f":"HLOOKUP(BB$371,'Appendix D'!$A$1:$DF$336,$AG87,FALSE)","v":{"$error":"#N/A"}},7]
[null,null,null,null,null,null,null,null,null,null,null,null,null,null,null,null,null,null,null,null,null,null,null,null,null,null,null,{"$f":"IF(AD84>5,AD83+5,AD83)","v":0},{"$f":"IF(AB88=0,0,HLOOKUP(AB88,AH81:BC96,AE83,TRUE))","v":0},{"$f":"IF(AB88=0,0,HLOOKUP(AB88,AH81:BC96,AE84,TRUE))","v":0},null,null,55,60,{"$f":"HLOOKUP(AI$371,'Appendix D'!$A$1:$DF$336,$AG88,FALSE)","v":{"$error":"#N/A"}},{"$f":"HLOOKUP(AJ$371,'Appendix D'!$A$1:$DF$336,$AG88,FALSE)","v":{"$error":"#N/A"}},{"$f":"HLOOKUP(AK$371,'Appendix D'!$A$1:$DF$336,$AG88,FALSE)","v":{"$error":"#N/A"}},{"$f":"HLOOKUP(AL$371,'Appendix D'!$A$1:$DF$336,$AG88,FALSE)","v":{"$error":"#N/A"}},{"$f":"HLOOKUP(AM$371,'Appendix D'!$A$1:$DF$336,$AG88,FALSE)","v":{"$error":"#N/A"}},{"$f":"HLOOKUP(AN$371,'Appendix D'!$A$1:$DF$336,$AG88,FALSE)","v":{"$error":"#N/A"}},{"$f":"HLOOKUP(AO$371,'Appendix D'!$A$1:$DF$336,$AG88,FALSE)","v":{"$error":"#N/A"}},{"$f":"HLOOKUP(AP$371,'Appendix D'!$A$1:$DF$336,$AG88,FALSE)","v":{"$error":"#N/A"}},{"$f":"HLOOKUP(AQ$371,'Appendix D'!$A$1:$DF$336,$AG88,FALSE)","v":{"$error":"#N/A"}},{"$f":"HLOOKUP(AR$371,'Appendix D'!$A$1:$DF$336,$AG88,FALSE)","v":{"$error":"#N/A"}},{"$f":"HLOOKUP(AS$371,'Appendix D'!$A$1:$DF$336,$AG88,FALSE)","v":{"$error":"#N/A"}},{"$f":"HLOOKUP(AT$371,'Appendix D'!$A$1:$DF$336,$AG88,FALSE)","v":{"$error":"#N/A"}},{"$f":"HLOOKUP(AU$371,'Appendix D'!$A$1:$DF$336,$AG88,FALSE)","v":{"$error":"#N/A"}},{"$f":"HLOOKUP(AV$371,'Appendix D'!$A$1:$DF$336,$AG88,FALSE)","v":{"$error":"#N/A"}},{"$f":"HLOOKUP(AW$371,'Appendix D'!$A$1:$DF$336,$AG88,FALSE)","v":{"$error":"#N/A"}},{"$f":"HLOOKUP(AX$371,'Appendix D'!$A$1:$DF$336,$AG88,FALSE)","v":{"$error":"#N/A"}},{"$f":"HLOOKUP(AY$371,'Appendix D'!$A$1:$DF$336,$AG88,FALSE)","v":{"$error":"#N/A"}},{"$f":"HLOOKUP(AZ$371,'Appendix D'!$A$1:$DF$336,$AG88,FALSE)","v":{"$error":"#N/A"}},{"$f":"HLOOKUP(BA$371,'Appendix D'!$A$1:$DF$336,$AG88,FALSE)","v":{"$error":"#N/A"}},{"$f":"HLOOKUP(BB$371,'Appendix D'!$A$1:$DF$336,$AG88,FALSE)","v":{"$error":"#N/A"}},8]
[null,null,null,null,null,null,null,null,null,null,null,null,null,null,null,null,null,null,null,null,null,null,null,null,null,null,null,{"$f":"AB88+5","v":5},{"$f":"HLOOKUP(AB89,AH81:BC96,AE83,TRUE)","v":{"$error":"#REF!"}},{"$f":"HLOOKUP(AB89,AH81:BC96,AE84,TRUE)","v":{"$error":"#REF!"}},null,null,56,65,{"$f":"HLOOKUP(AI$371,'Appendix D'!$A$1:$DF$336,$AG89,FALSE)","v":{"$error":"#N/A"}},{"$f":"HLOOKUP(AJ$371,'Appendix D'!$A$1:$DF$336,$AG89,FALSE)","v":{"$error":"#N/A"}},{"$f":"HLOOKUP(AK$371,'Appendix D'!$A$1:$DF$336,$AG89,FALSE)","v":{"$error":"#N/A"}},{"$f":"HLOOKUP(AL$371,'Appendix D'!$A$1:$DF$336,$AG89,FALSE)","v":{"$error":"#N/A"}},{"$f":"HLOOKUP(AM$371,'Appendix D'!$A$1:$DF$336,$AG89,FALSE)","v":{"$error":"#N/A"}},{"$f":"HLOOKUP(AN$371,'Appendix D'!$A$1:$DF$336,$AG89,FALSE)","v":{"$error":"#N/A"}},{"$f":"HLOOKUP(AO$371,'Appendix D'!$A$1:$DF$336,$AG89,FALSE)","v":{"$error":"#N/A"}},{"$f":"HLOOKUP(AP$371,'Appendix D'!$A$1:$DF$336,$AG89,FALSE)","v":{"$error":"#N/A"}},{"$f":"HLOOKUP(AQ$371,'Appendix D'!$A$1:$DF$336,$AG89,FALSE)","v":{"$error":"#N/A"}},{"$f":"HLOOKUP(AR$371,'Appendix D'!$A$1:$DF$336,$AG89,FALSE)","v":{"$error":"#N/A"}},{"$f":"HLOOKUP(AS$371,'Appendix D'!$A$1:$DF$336,$AG89,FALSE)","v":{"$error":"#N/A"}},{"$f":"HLOOKUP(AT$371,'Appendix D'!$A$1:$DF$336,$AG89,FALSE)","v":{"$error":"#N/A"}},{"$f":"HLOOKUP(AU$371,'Appendix D'!$A$1:$DF$336,$AG89,FALSE)","v":{"$error":"#N/A"}},{"$f":"HLOOKUP(AV$371,'Appendix D'!$A$1:$DF$336,$AG89,FALSE)","v":{"$error":"#N/A"}},{"$f":"HLOOKUP(AW$371,'Appendix D'!$A$1:$DF$336,$AG89,FALSE)","v":{"$error":"#N/A"}},{"$f":"HLOOKUP(AX$371,'Appendix D'!$A$1:$DF$336,$AG89,FALSE)","v":{"$error":"#N/A"}},{"$f":"HLOOKUP(AY$371,'Appendix D'!$A$1:$DF$336,$AG89,FALSE)","v":{"$error":"#N/A"}},{"$f":"HLOOKUP(AZ$371,'Appendix D'!$A$1:$DF$336,$AG89,FALSE)","v":{"$error":"#N/A"}},{"$f":"HLOOKUP(BA$371,'Appendix D'!$A$1:$DF$336,$AG89,FALSE)","v":{"$error":"#N/A"}},{"$f":"HLOOKUP(BB$371,'Appendix D'!$A$1:$DF$336,$AG89,FALSE)","v":{"$error":"#N/A"}},9]
[null,null,null,null,null,null,null,null,null,null,null,null,null,null,null,null,null,null,null,null,null,null,null,null,null,null,null,null,null,null,null,null,57,70,{"$f":"HLOOKUP(AI$371,'Appendix D'!$A$1:$DF$336,$AG90,FALSE)","v":{"$error":"#N/A"}},{"$f":"HLOOKUP(AJ$371,'Appendix D'!$A$1:$DF$336,$AG90,FALSE)","v":{"$error":"#N/A"}},{"$f":"HLOOKUP(AK$371,'Appendix D'!$A$1:$DF$336,$AG90,FALSE)","v":{"$error":"#N/A"}},{"$f":"HLOOKUP(AL$371,'Appendix D'!$A$1:$DF$336,$AG90,FALSE)","v":{"$error":"#N/A"}},{"$f":"HLOOKUP(AM$371,'Appendix D'!$A$1:$DF$336,$AG90,FALSE)","v":{"$error":"#N/A"}},{"$f":"HLOOKUP(AN$371,'Appendix D'!$A$1:$DF$336,$AG90,FALSE)","v":{"$error":"#N/A"}},{"$f":"HLOOKUP(AO$371,'Appendix D'!$A$1:$DF$336,$AG90,FALSE)","v":{"$error":"#N/A"}},{"$f":"HLOOKUP(AP$371,'Appendix D'!$A$1:$DF$336,$AG90,FALSE)","v":{"$error":"#N/A"}},{"$f":"HLOOKUP(AQ$371,'Appendix D'!$A$1:$DF$336,$AG90,FALSE)","v":{"$error":"#N/A"}},{"$f":"HLOOKUP(AR$371,'Appendix D'!$A$1:$DF$336,$AG90,FALSE)","v":{"$error":"#N/A"}},{"$f":"HLOOKUP(AS$371,'Appendix D'!$A$1:$DF$336,$AG90,FALSE)","v":{"$error":"#N/A"}},{"$f":"HLOOKUP(AT$371,'Appendix D'!$A$1:$DF$336,$AG90,FALSE)","v":{"$error":"#N/A"}},{"$f":"HLOOKUP(AU$371,'Appendix D'!$A$1:$DF$336,$AG90,FALSE)","v":{"$error":"#N/A"}},{"$f":"HLOOKUP(AV$371,'Appendix D'!$A$1:$DF$336,$AG90,FALSE)","v":{"$error":"#N/A"}},{"$f":"HLOOKUP(AW$371,'Appendix D'!$A$1:$DF$336,$AG90,FALSE)","v":{"$error":"#N/A"}},{"$f":"HLOOKUP(AX$371,'Appendix D'!$A$1:$DF$336,$AG90,FALSE)","v":{"$error":"#N/A"}},{"$f":"HLOOKUP(AY$371,'Appendix D'!$A$1:$DF$336,$AG90,FALSE)","v":{"$error":"#N/A"}},{"$f":"HLOOKUP(AZ$371,'Appendix D'!$A$1:$DF$336,$AG90,FALSE)","v":{"$error":"#N/A"}},{"$f":"HLOOKUP(BA$371,'Appendix D'!$A$1:$DF$336,$AG90,FALSE)","v":{"$error":"#N/A"}},{"$f":"HLOOKUP(BB$371,'Appendix D'!$A$1:$DF$336,$AG90,FALSE)","v":{"$error":"#N/A"}},10]
[null,null,null,null,null,null,null,null,null,null,null,null,null,null,null,null,null,null,null,null,null,null,null,null,null,null,null,null,{"$f":"AC81","v":0},null,null,null,58,75,{"$f":"HLOOKUP(AI$371,'Appendix D'!$A$1:$DF$336,$AG91,FALSE)","v":{"$error":"#N/A"}},{"$f":"HLOOKUP(AJ$371,'Appendix D'!$A$1:$DF$336,$AG91,FALSE)","v":{"$error":"#N/A"}},{"$f":"HLOOKUP(AK$371,'Appendix D'!$A$1:$DF$336,$AG91,FALSE)","v":{"$error":"#N/A"}},{"$f":"HLOOKUP(AL$371,'Appendix D'!$A$1:$DF$336,$AG91,FALSE)","v":{"$error":"#N/A"}},{"$f":"HLOOKUP(AM$371,'Appendix D'!$A$1:$DF$336,$AG91,FALSE)","v":{"$error":"#N/A"}},{"$f":"HLOOKUP(AN$371,'Appendix D'!$A$1:$DF$336,$AG91,FALSE)","v":{"$error":"#N/A"}},{"$f":"HLOOKUP(AO$371,'Appendix D'!$A$1:$DF$336,$AG91,FALSE)","v":{"$error":"#N/A"}},{"$f":"HLOOKUP(AP$371,'Appendix D'!$A$1:$DF$336,$AG91,FALSE)","v":{"$error":"#N/A"}},{"$f":"HLOOKUP(AQ$371,'Appendix D'!$A$1:$DF$336,$AG91,FALSE)","v":{"$error":"#N/A"}},{"$f":"HLOOKUP(AR$371,'Appendix D'!$A$1:$DF$336,$AG91,FALSE)","v":{"$error":"#N/A"}},{"$f":"HLOOKUP(AS$371,'Appendix D'!$A$1:$DF$336,$AG91,FALSE)","v":{"$error":"#N/A"}},{"$f":"HLOOKUP(AT$371,'Appendix D'!$A$1:$DF$336,$AG91,FALSE)","v":{"$error":"#N/A"}},{"$f":"HLOOKUP(AU$371,'Appendix D'!$A$1:$DF$336,$AG91,FALSE)","v":{"$error":"#N/A"}},{"$f":"HLOOKUP(AV$371,'Appendix D'!$A$1:$DF$336,$AG91,FALSE)","v":{"$error":"#N/A"}},{"$f":"HLOOKUP(AW$371,'Appendix D'!$A$1:$DF$336,$AG91,FALSE)","v":{"$error":"#N/A"}},{"$f":"HLOOKUP(AX$371,'Appendix D'!$A$1:$DF$336,$AG91,FALSE)","v":{"$error":"#N/A"}},{"$f":"HLOOKUP(AY$371,'Appendix D'!$A$1:$DF$336,$AG91,FALSE)","v":{"$error":"#N/A"}},{"$f":"HLOOKUP(AZ$371,'Appendix D'!$A$1:$DF$336,$AG91,FALSE)","v":{"$error":"#N/A"}},{"$f":"HLOOKUP(BA$371,'Appendix D'!$A$1:$DF$336,$AG91,FALSE)","v":{"$error":"#N/A"}},{"$f":"HLOOKUP(BB$371,'Appendix D'!$A$1:$DF$336,$AG91,FALSE)","v":{"$error":"#N/A"}},11]
[null,null,null,null,null,null,null,null,null,null,null,null,null,null,null,null,null,null,null,null,null,null,null,null,null,null,null,{"$f":"AB88","v":0},{"$f":"(AC88+((AD88-AC88)/(AD87-AC87)*(AC81-AC87)))","v":0},null,null,null,59,80,{"$f":"HLOOKUP(AI$371,'Appendix D'!$A$1:$DF$336,$AG92,FALSE)","v":{"$error":"#N/A"}},{"$f":"HLOOKUP(AJ$371,'Appendix D'!$A$1:$DF$336,$AG92,FALSE)","v":{"$error":"#N/A"}},{"$f":"HLOOKUP(AK$371,'Appendix D'!$A$1:$DF$336,$AG92,FALSE)","v":{"$error":"#N/A"}},{"$f":"HLOOKUP(AL$371,'Appendix D'!$A$1:$DF$336,$AG92,FALSE)","v":{"$error":"#N/A"}},{"$f":"HLOOKUP(AM$371,'Appendix D'!$A$1:$DF$336,$AG92,FALSE)","v":{"$error":"#N/A"}},{"$f":"HLOOKUP(AN$371,'Appendix D'!$A$1:$DF$336,$AG92,FALSE)","v":{"$error":"#N/A"}},{"$f":"HLOOKUP(AO$371,'Appendix D'!$A$1:$DF$336,$AG92,FALSE)","v":{"$error":"#N/A"}},{"$f":"HLOOKUP(AP$371,'Appendix D'!$A$1:$DF$336,$AG92,FALSE)","v":{"$error":"#N/A"}},{"$f":"HLOOKUP(AQ$371,'Appendix D'!$A$1:$DF$336,$AG92,FALSE)","v":{"$error":"#N/A"}},{"$f":"HLOOKUP(AR$371,'Appendix D'!$A$1:$DF$336,$AG92,FALSE)","v":{"$error":"#N/A"}},{"$f":"HLOOKUP(AS$371,'Appendix D'!$A$1:$DF$336,$AG92,FALSE)","v":{"$error":"#N/A"}},{"$f":"HLOOKUP(AT$371,'Appendix D'!$A$1:$DF$336,$AG92,FALSE)","v":{"$error":"#N/A"}},{"$f":"HLOOKUP(AU$371,'Appendix D'!$A$1:$DF$336,$AG92,FALSE)","v":{"$error":"#N/A"}},{"$f":"HLOOKUP(AV$371,'Appendix D'!$A$1:$DF$336,$AG92,FALSE)","v":{"$error":"#N/A"}},{"$f":"HLOOKUP(AW$371,'Appendix D'!$A$1:$DF$336,$AG92,FALSE)","v":{"$error":"#N/A"}},{"$f":"HLOOKUP(AX$371,'Appendix D'!$A$1:$DF$336,$AG92,FALSE)","v":{"$error":"#N/A"}},{"$f":"HLOOKUP(AY$371,'Appendix D'!$A$1:$DF$336,$AG92,FALSE)","v":{"$error":"#N/A"}},{"$f":"HLOOKUP(AZ$371,'Appendix D'!$A$1:$DF$336,$AG92,FALSE)","v":{"$error":"#N/A"}},{"$f":"HLOOKUP(BA$371,'Appendix D'!$A$1:$DF$336,$AG92,FALSE)","v":{"$error":"#N/A"}},{"$f":"HLOOKUP(BB$371,'Appendix D'!$A$1:$DF$336,$AG92,FALSE)","v":{"$error":"#N/A"}},12]
[null,null,null,null,null,null,null,null,null,null,null,null,null,null,null,null,null,null,null,null,null,null,null,null,null,null,null,{"$f":"AB89","v":5},{"$f":"(AC89+((AD89-AC89)/(AD87-AC87)*(AC81-AC87)))","v":{"$error":"#REF!"}},null,null,null,60,85,{"$f":"HLOOKUP(AI$371,'Appendix D'!$A$1:$DF$336,$AG93,FALSE)","v":{"$error":"#N/A"}},{"$f":"HLOOKUP(AJ$371,'Appendix D'!$A$1:$DF$336,$AG93,FALSE)","v":{"$error":"#N/A"}},{"$f":"HLOOKUP(AK$371,'Appendix D'!$A$1:$DF$336,$AG93,FALSE)","v":{"$error":"#N/A"}},{"$f":"HLOOKUP(AL$371,'Appendix D'!$A$1:$DF$336,$AG93,FALSE)","v":{"$error":"#N/A"}},{"$f":"HLOOKUP(AM$371,'Appendix D'!$A$1:$DF$336,$AG93,FALSE)","v":{"$error":"#N/A"}},{"$f":"HLOOKUP(AN$371,'Appendix D'!$A$1:$DF$336,$AG93,FALSE)","v":{"$error":"#N/A"}},{"$f":"HLOOKUP(AO$371,'Appendix D'!$A$1:$DF$336,$AG93,FALSE)","v":{"$error":"#N/A"}},{"$f":"HLOOKUP(AP$371,'Appendix D'!$A$1:$DF$336,$AG93,FALSE)","v":{"$error":"#N/A"}},{"$f":"HLOOKUP(AQ$371,'Appendix D'!$A$1:$DF$336,$AG93,FALSE)","v":{"$error":"#N/A"}},{"$f":"HLOOKUP(AR$371,'Appendix D'!$A$1:$DF$336,$AG93,FALSE)","v":{"$error":"#N/A"}},{"$f":"HLOOKUP(AS$371,'Appendix D'!$A$1:$DF$336,$AG93,FALSE)","v":{"$error":"#N/A"}},{"$f":"HLOOKUP(AT$371,'Appendix D'!$A$1:$DF$336,$AG93,FALSE)","v":{"$error":"#N/A"}},{"$f":"HLOOKUP(AU$371,'Appendix D'!$A$1:$DF$336,$AG93,FALSE)","v":{"$error":"#N/A"}},{"$f":"HLOOKUP(AV$371,'Appendix D'!$A$1:$DF$336,$AG93,FALSE)","v":{"$error":"#N/A"}},{"$f":"HLOOKUP(AW$371,'Appendix D'!$A$1:$DF$336,$AG93,FALSE)","v":{"$error":"#N/A"}},{"$f":"HLOOKUP(AX$371,'Appendix D'!$A$1:$DF$336,$AG93,FALSE)","v":{"$error":"#N/A"}},{"$f":"HLOOKUP(AY$371,'Appendix D'!$A$1:$DF$336,$AG93,FALSE)","v":{"$error":"#N/A"}},{"$f":"HLOOKUP(AZ$371,'Appendix D'!$A$1:$DF$336,$AG93,FALSE)","v":{"$error":"#N/A"}},{"$f":"HLOOKUP(BA$371,'Appendix D'!$A$1:$DF$336,$AG93,FALSE)","v":{"$error":"#N/A"}},{"$f":"HLOOKUP(BB$371,'Appendix D'!$A$1:$DF$336,$AG93,FALSE)","v":{"$error":"#N/A"}},13]
[null,null,null,null,null,null,null,null,null,null,null,null,null,null,null,null,null,null,null,null,null,null,null,null,null,null,null,null,null,null,null,null,61,90,{"$f":"HLOOKUP(AI$371,'Appendix D'!$A$1:$DF$336,$AG94,FALSE)","v":{"$error":"#N/A"}},{"$f":"HLOOKUP(AJ$371,'Appendix D'!$A$1:$DF$336,$AG94,FALSE)","v":{"$error":"#N/A"}},{"$f":"HLOOKUP(AK$371,'Appendix D'!$A$1:$DF$336,$AG94,FALSE)","v":{"$error":"#N/A"}},{"$f":"HLOOKUP(AL$371,'Appendix D'!$A$1:$DF$336,$AG94,FALSE)","v":{"$error":"#N/A"}},{"$f":"HLOOKUP(AM$371,'Appendix D'!$A$1:$DF$336,$AG94,FALSE)","v":{"$error":"#N/A"}},{"$f":"HLOOKUP(AN$371,'Appendix D'!$A$1:$DF$336,$AG94,FALSE)","v":{"$error":"#N/A"}},{"$f":"HLOOKUP(AO$371,'Appendix D'!$A$1:$DF$336,$AG94,FALSE)","v":{"$error":"#N/A"}},{"$f":"HLOOKUP(AP$371,'Appendix D'!$A$1:$DF$336,$AG94,FALSE)","v":{"$error":"#N/A"}},{"$f":"HLOOKUP(AQ$371,'Appendix D'!$A$1:$DF$336,$AG94,FALSE)","v":{"$error":"#N/A"}},{"$f":"HLOOKUP(AR$371,'Appendix D'!$A$1:$DF$336,$AG94,FALSE)","v":{"$error":"#N/A"}},{"$f":"HLOOKUP(AS$371,'Appendix D'!$A$1:$DF$336,$AG94,FALSE)","v":{"$error":"#N/A"}},{"$f":"HLOOKUP(AT$371,'Appendix D'!$A$1:$DF$336,$AG94,FALSE)","v":{"$error":"#N/A"}},{"$f":"HLOOKUP(AU$371,'Appendix D'!$A$1:$DF$336,$AG94,FALSE)","v":{"$error":"#N/A"}},{"$f":"HLOOKUP(AV$371,'Appendix D'!$A$1:$DF$336,$AG94,FALSE)","v":{"$error":"#N/A"}},{"$f":"HLOOKUP(AW$371,'Appendix D'!$A$1:$DF$336,$AG94,FALSE)","v":{"$error":"#N/A"}},{"$f":"HLOOKUP(AX$371,'Appendix D'!$A$1:$DF$336,$AG94,FALSE)","v":{"$error":"#N/A"}},{"$f":"HLOOKUP(AY$371,'Appendix D'!$A$1:$DF$336,$AG94,FALSE)","v":{"$error":"#N/A"}},{"$f":"HLOOKUP(AZ$371,'Appendix D'!$A$1:$DF$336,$AG94,FALSE)","v":{"$error":"#N/A"}},{"$f":"HLOOKUP(BA$371,'Appendix D'!$A$1:$DF$336,$AG94,FALSE)","v":{"$error":"#N/A"}},{"$f":"HLOOKUP(BB$371,'Appendix D'!$A$1:$DF$336,$AG94,FALSE)","v":{"$error":"#N/A"}},14]
[null,null,null,null,null,null,null,null,null,null,null,null,null,null,null,null,null,null,null,null,null,null,null,null,null,null,null,null,{"$f":"AC91","v":0},null,null,null,62,95,{"$f":"HLOOKUP(AI$371,'Appendix D'!$A$1:$DF$336,$AG95,FALSE)","v":{"$error":"#N/A"}},{"$f":"HLOOKUP(AJ$371,'Appendix D'!$A$1:$DF$336,$AG95,FALSE)","v":{"$error":"#N/A"}},{"$f":"HLOOKUP(AK$371,'Appendix D'!$A$1:$DF$336,$AG95,FALSE)","v":{"$error":"#N/A"}},{"$f":"HLOOKUP(AL$371,'Appendix D'!$A$1:$DF$336,$AG95,FALSE)","v":{"$error":"#N/A"}},{"$f":"HLOOKUP(AM$371,'Appendix D'!$A$1:$DF$336,$AG95,FALSE)","v":{"$error":"#N/A"}},{"$f":"HLOOKUP(AN$371,'Appendix D'!$A$1:$DF$336,$AG95,FALSE)","v":{"$error":"#N/A"}},{"$f":"HLOOKUP(AO$371,'Appendix D'!$A$1:$DF$336,$AG95,FALSE)","v":{"$error":"#N/A"}},{"$f":"HLOOKUP(AP$371,'Appendix D'!$A$1:$DF$336,$AG95,FALSE)","v":{"$error":"#N/A"}},{"$f":"HLOOKUP(AQ$371,'Appendix D'!$A$1:$DF$336,$AG95,FALSE)","v":{"$error":"#N/A"}},{"$f":"HLOOKUP(AR$371,'Appendix D'!$A$1:$DF$336,$AG95,FALSE)","v":{"$error":"#N/A"}},{"$f":"HLOOKUP(AS$371,'Appendix D'!$A$1:$DF$336,$AG95,FALSE)","v":{"$error":"#N/A"}},{"$f":"HLOOKUP(AT$371,'Appendix D'!$A$1:$DF$336,$AG95,FALSE)","v":{"$error":"#N/A"}},{"$f":"HLOOKUP(AU$371,'Appendix D'!$A$1:$DF$336,$AG95,FALSE)","v":{"$error":"#N/A"}},{"$f":"HLOOKUP(AV$371,'Appendix D'!$A$1:$DF$336,$AG95,FALSE)","v":{"$error":"#N/A"}},{"$f":"HLOOKUP(AW$371,'Appendix D'!$A$1:$DF$336,$AG95,FALSE)","v":{"$error":"#N/A"}},{"$f":"HLOOKUP(AX$371,'Appendix D'!$A$1:$DF$336,$AG95,FALSE)","v":{"$error":"#N/A"}},{"$f":"HLOOKUP(AY$371,'Appendix D'!$A$1:$DF$336,$AG95,FALSE)","v":{"$error":"#N/A"}},{"$f":"HLOOKUP(AZ$371,'Appendix D'!$A$1:$DF$336,$AG95,FALSE)","v":{"$error":"#N/A"}},{"$f":"HLOOKUP(BA$371,'Appendix D'!$A$1:$DF$336,$AG95,FALSE)","v":{"$error":"#N/A"}},{"$f":"HLOOKUP(BB$371,'Appendix D'!$A$1:$DF$336,$AG95,FALSE)","v":{"$error":"#N/A"}},15]
[null,null,null,null,null,null,null,null,null,null,null,null,null,null,null,null,null,null,null,null,null,null,null,null,null,null,null,{"$f":"AD81","v":5},{"$f":"(AC92+((AC93-AC92)/(AB93-AB92)*(AB96-AB92)))","v":{"$error":"#REF!"}},null,null,null,63,98,{"$f":"HLOOKUP(AI$371,'Appendix D'!$A$1:$DF$336,$AG96,FALSE)","v":{"$error":"#N/A"}},{"$f":"HLOOKUP(AJ$371,'Appendix D'!$A$1:$DF$336,$AG96,FALSE)","v":{"$error":"#N/A"}},{"$f":"HLOOKUP(AK$371,'Appendix D'!$A$1:$DF$336,$AG96,FALSE)","v":{"$error":"#N/A"}},{"$f":"HLOOKUP(AL$371,'Appendix D'!$A$1:$DF$336,$AG96,FALSE)","v":{"$error":"#N/A"}},{"$f":"HLOOKUP(AM$371,'Appendix D'!$A$1:$DF$336,$AG96,FALSE)","v":{"$error":"#N/A"}},{"$f":"HLOOKUP(AN$371,'Appendix D'!$A$1:$DF$336,$AG96,FALSE)","v":{"$error":"#N/A"}},{"$f":"HLOOKUP(AO$371,'Appendix D'!$A$1:$DF$336,$AG96,FALSE)","v":{"$error":"#N/A"}},{"$f":"HLOOKUP(AP$371,'Appendix D'!$A$1:$DF$336,$AG96,FALSE)","v":{"$error":"#N/A"}},{"$f":"HLOOKUP(AQ$371,'Appendix D'!$A$1:$DF$336,$AG96,FALSE)","v":{"$error":"#N/A"}},{"$f":"HLOOKUP(AR$371,'Appendix D'!$A$1:$DF$336,$AG96,FALSE)","v":{"$error":"#N/A"}},{"$f":"HLOOKUP(AS$371,'Appendix D'!$A$1:$DF$336,$AG96,FALSE)","v":{"$error":"#N/A"}},{"$f":"HLOOKUP(AT$371,'Appendix D'!$A$1:$DF$336,$AG96,FALSE)","v":{"$error":"#N/A"}},{"$f":"HLOOKUP(AU$371,'Appendix D'!$A$1:$DF$336,$AG96,FALSE)","v":{"$error":"#N/A"}},{"$f":"HLOOKUP(AV$371,'Appendix D'!$A$1:$DF$336,$AG96,FALSE)","v":{"$error":"#N/A"}},{"$f":"HLOOKUP(AW$371,'Appendix D'!$A$1:$DF$336,$AG96,FALSE)","v":{"$error":"#N/A"}},{"$f":"HLOOKUP(AX$371,'Appendix D'!$A$1:$DF$336,$AG96,FALSE)","v":{"$error":"#N/A"}},{"$f":"HLOOKUP(AY$371,'Appendix D'!$A$1:$DF$336,$AG96,FALSE)","v":{"$error":"#N/A"}},{"$f":"HLOOKUP(AZ$371,'Appendix D'!$A$1:$DF$336,$AG96,FALSE)","v":{"$error":"#N/A"}},{"$f":"HLOOKUP(BA$371,'Appendix D'!$A$1:$DF$336,$AG96,FALSE)","v":{"$error":"#N/A"}},{"$f":"HLOOKUP(BB$371,'Appendix D'!$A$1:$DF$336,$AG96,FALSE)","v":{"$error":"#N/A"}},16]
[]
[null,null,null,null,null,null,null,null,null,null,null,null,null,null,null,null,null,null,null,null,null,null,null,null,null,null,null,"1.00 INCH RETENTION EFFICIENCY INTERPOLATION",null,null,null,null,null,{"$f":"$AH$25","v":0},null,null,null,null,"Mean Annual Mass Removal Efficiencies for 1.00-inches of Retention "]
[]
[null,null,null,null,null,null,null,null,null,null,null,null,null,null,null,null,null,null,null,null,null,null,null,null,null,null,null,"POST","CN","DCIA"]
[null,null,null,null,null,null,null,null,null,null,null,null,null,null,null,null,null,null,null,null,null,null,null,null,null,null,null,null,null,null,null,null,null,"NDCIA CN","Percent DCIA"]
[null,null,null,null,null,null,null,null,null,null,null,null,null,null,null,null,null,null,null,null,null,null,null,null,null,null,null,null,{"$f":"'Watershed Characteristics'!$AA$47","v":0},{"$f":"IF('Watershed Characteristics'!$AA$48<5, 5, 'Watershed Characteristics'!$AA$48)","v":5},null,null,null,null,5,10,15,20,25,30,35,40,45,50,55,60,65,70,75,80,85,90,95,100]
[null,null,null,null,null,null,null,null,null,null,null,null,null,null,null,null,null,null,null,null,null,null,null,null,null,null,null,null,null,null,null,null,70,30,{"$f":"HLOOKUP(AI$371,'Appendix D'!$A$1:$DF$336,$AG103,FALSE)","v":{"$error":"#N/A"}},{"$f":"HLOOKUP(AJ$371,'Appendix D'!$A$1:$DF$336,$AG103,FALSE)","v":{"$error":"#N/A"}},{"$f":"HLOOKUP(AK$371,'Appendix D'!$A$1:$DF$336,$AG103,FALSE)","v":{"$error":"#N/A"}},{"$f":"HLOOKUP(AL$371,'Appendix D'!$A$1:$DF$336,$AG103,FALSE)","v":{"$error":"#N/A"}},{"$f":"HLOOKUP(AM$371,'Appendix D'!$A$1:$DF$336,$AG103,FALSE)","v":{"$error":"#N/A"}},{"$f":"HLOOKUP(AN$371,'Appendix D'!$A$1:$DF$336,$AG103,FALSE)","v":{"$error":"#N/A"}},{"$f":"HLOOKUP(AO$371,'Appendix D'!$A$1:$DF$336,$AG103,FALSE)","v":{"$error":"#N/A"}},{"$f":"HLOOKUP(AP$371,'Appendix D'!$A$1:$DF$336,$AG103,FALSE)","v":{"$error":"#N/A"}},{"$f":"HLOOKUP(AQ$371,'Appendix D'!$A$1:$DF$336,$AG103,FALSE)","v":{"$error":"#N/A"}},{"$f":"HLOOKUP(AR$371,'Appendix D'!$A$1:$DF$336,$AG103,FALSE)","v":{"$error":"#N/A"}},{"$f":"HLOOKUP(AS$371,'Appendix D'!$A$1:$DF$336,$AG103,FALSE)","v":{"$error":"#N/A"}},{"$f":"HLOOKUP(AT$371,'Appendix D'!$A$1:$DF$336,$AG103,FALSE)","v":{"$error":"#N/A"}},{"$f":"HLOOKUP(AU$371,'Appendix D'!$A$1:$DF$336,$AG103,FALSE)","v":{"$error":"#N/A"}},{"$f":"HLOOKUP(AV$371,'Appendix D'!$A$1:$DF$336,$AG103,FALSE)","v":{"$error":"#N/A"}},{"$f":"HLOOKUP(AW$371,'Appendix D'!$A$1:$DF$336,$AG103,FALSE)","v":{"$error":"#N/A"}},{"$f":"HLOOKUP(AX$371,'Appendix D'!$A$1:$DF$336,$AG103,FALSE)","v":{"$error":"#N/A"}},{"$f":"HLOOKUP(AY$371,'Appendix D'!$A$1:$DF$336,$AG103,FALSE)","v":{"$error":"#N/A"}},{"$f":"HLOOKUP(AZ$371,'Appendix D'!$A$1:$DF$336,$AG103,FALSE)","v":{"$error":"#N/A"}},{"$f":"HLOOKUP(BA$371,'Appendix D'!$A$1:$DF$336,$AG103,FALSE)","v":{"$error":"#N/A"}},{"$f":"HLOOKUP(BB$371,'Appendix D'!$A$1:$DF$336,$AG103,FALSE)","v":{"$error":"#N/A"}},2]
[null,null,null,null,null,null,null,null,null,null,null,null,null,null,null,null,null,null,null,null,null,null,null,null,null,null,null,"R.Down:",{"$f":"(ROUNDDOWN(AC102/10,0)*10)","v":0},{"$f":"(ROUNDDOWN(AD102/10,0)*10)","v":0},{"$f":"AE41","v":{"$error":"#N/A"}},null,71,35,{"$f":"HLOOKUP(AI$371,'Appendix D'!$A$1:$DF$336,$AG104,FALSE)","v":{"$error":"#N/A"}},{"$f":"HLOOKUP(AJ$371,'Appendix D'!$A$1:$DF$336,$AG104,FALSE)","v":{"$error":"#N/A"}},{"$f":"HLOOKUP(AK$371,'Appendix D'!$A$1:$DF$336,$AG104,FALSE)","v":{"$error":"#N/A"}},{"$f":"HLOOKUP(AL$371,'Appendix D'!$A$1:$DF$336,$AG104,FALSE)","v":{"$error":"#N/A"}},{"$f":"HLOOKUP(AM$371,'Appendix D'!$A$1:$DF$336,$AG104,FALSE)","v":{"$error":"#N/A"}},{"$f":"HLOOKUP(AN$371,'Appendix D'!$A$1:$DF$336,$AG104,FALSE)","v":{"$error":"#N/A"}},{"$f":"HLOOKUP(AO$371,'Appendix D'!$A$1:$DF$336,$AG104,FALSE)","v":{"$error":"#N/A"}},{"$f":"HLOOKUP(AP$371,'Appendix D'!$A$1:$DF$336,$AG104,FALSE)","v":{"$error":"#N/A"}},{"$f":"HLOOKUP(AQ$371,'Appendix D'!$A$1:$DF$336,$AG104,FALSE)","v":{"$error":"#N/A"}},{"$f":"HLOOKUP(AR$371,'Appendix D'!$A$1:$DF$336,$AG104,FALSE)","v":{"$error":"#N/A"}},{"$f":"HLOOKUP(AS$371,'Appendix D'!$A$1:$DF$336,$AG104,FALSE)","v":{"$error":"#N/A"}},{"$f":"HLOOKUP(AT$371,'Appendix D'!$A$1:$DF$336,$AG104,FALSE)","v":{"$error":"#N/A"}},{"$f":"HLOOKUP(AU$371,'Appendix D'!$A$1:$DF$336,$AG104,FALSE)","v":{"$error":"#N/A"}},{"$f":"HLOOKUP(AV$371,'Appendix D'!$A$1:$DF$336,$AG104,FALSE)","v":{"$error":"#N/A"}},{"$f":"HLOOKUP(AW$371,'Appendix D'!$A$1:$DF$336,$AG104,FALSE)","v":{"$error":"#N/A"}},{"$f":"HLOOKUP(AX$371,'Appendix D'!$A$1:$DF$336,$AG104,FALSE)","v":{"$error":"#N/A"}},{"$f":"HLOOKUP(AY$371,'Appendix D'!$A$1:$DF$336,$AG104,FALSE)","v":{"$error":"#N/A"}},{"$f":"HLOOKUP(AZ$371,'Appendix D'!$A$1:$DF$336,$AG104,FALSE)","v":{"$error":"#N/A"}},{"$f":"HLOOKUP(BA$371,'Appendix D'!$A$1:$DF$336,$AG104,FALSE)","v":{"$error":"#N/A"}},{"$f":"HLOOKUP(BB$371,'Appendix D'!$A$1:$DF$336,$AG104,FALSE)","v":{"$error":"#N/A"}},3]
[null,null,null,null,null,null,null,null,null,null,null,null,null,null,null,null,null,null,null,null,null,null,null,null,null,null,null,"Diff:",{"$f":"AC102-AC104","v":0},{"$f":"AD102-AD104","v":5},{"$f":"AE42","v":{"$error":"#N/A"}},null,72,40,{"$f":"HLOOKUP(AI$371,'Appendix D'!$A$1:$DF$336,$AG105,FALSE)","v":{"$error":"#N/A"}},{"$f":"HLOOKUP(AJ$371,'Appendix D'!$A$1:$DF$336,$AG105,FALSE)","v":{"$error":"#N/A"}},{"$f":"HLOOKUP(AK$371,'Appendix D'!$A$1:$DF$336,$AG105,FALSE)","v":{"$error":"#N/A"}},{"$f":"HLOOKUP(AL$371,'Appendix D'!$A$1:$DF$336,$AG105,FALSE)","v":{"$error":"#N/A"}},{"$f":"HLOOKUP(AM$371,'Appendix D'!$A$1:$DF$336,$AG105,FALSE)","v":{"$error":"#N/A"}},{"$f":"HLOOKUP(AN$371,'Appendix D'!$A$1:$DF$336,$AG105,FALSE)","v":{"$error":"#N/A"}},{"$f":"HLOOKUP(AO$371,'Appendix D'!$A$1:$DF$336,$AG105,FALSE)","v":{"$error":"#N/A"}},{"$f":"HLOOKUP(AP$371,'Appendix D'!$A$1:$DF$336,$AG105,FALSE)","v":{"$error":"#N/A"}},{"$f":"HLOOKUP(AQ$371,'Appendix D'!$A$1:$DF$336,$AG105,FALSE)","v":{"$error":"#N/A"}},{"$f":"HLOOKUP(AR$371,'Appendix D'!$A$1:$DF$336,$AG105,FALSE)","v":{"$error":"#N/A"}},{"$f":"HLOOKUP(AS$371,'Appendix D'!$A$1:$DF$336,$AG105,FALSE)","v":{"$error":"#N/A"}},{"$f":"HLOOKUP(AT$371,'Appendix D'!$A$1:$DF$336,$AG105,FALSE)","v":{"$error":"#N/A"}},{"$f":"HLOOKUP(AU$371,'Appendix D'!$A$1:$DF$336,$AG105,FALSE)","v":{"$error":"#N/A"}},{"$f":"HLOOKUP(AV$371,'Appendix D'!$A$1:$DF$336,$AG105,FALSE)","v":{"$error":"#N/A"}},{"$f":"HLOOKUP(AW$371,'Appendix D'!$A$1:$DF$336,$AG105,FALSE)","v":{"$error":"#N/A"}},{"$f":"HLOOKUP(AX$371,'Appendix D'!$A$1:$DF$336,$AG105,FALSE)","v":{"$error":"#N/A"}},{"$f":"HLOOKUP(AY$371,'Appendix D'!$A$1:$DF$336,$AG105,FALSE)","v":{"$error":"#N/A"}},{"$f":"HLOOKUP(AZ$371,'Appendix D'!$A$1:$DF$336,$AG105,FALSE)","v":{"$error":"#N/A"}},{"$f":"HLOOKUP(BA$371,'Appendix D'!$A$1:$DF$336,$AG105,FALSE)","v":{"$error":"#N/A"}},{"$f":"HLOOKUP(BB$371,'Appendix D'!$A$1:$DF$336,$AG105,FALSE)","v":{"$error":"#N/A"}},4]
[null,null,null,null,null,null,null,null,null,null,null,null,null,null,null,null,null,null,null,null,null,null,null,null,null,null,null,null,null,null,{"$f":"AE43","v":{"$error":"#N/A"}},null,73,45,{"$f":"HLOOKUP(AI$371,'Appendix D'!$A$1:$DF$336,$AG106,FALSE)","v":{"$error":"#N/A"}},{"$f":"HLOOKUP(AJ$371,'Appendix D'!$A$1:$DF$336,$AG106,FALSE)","v":{"$error":"#N/A"}},{"$f":"HLOOKUP(AK$371,'Appendix D'!$A$1:$DF$336,$AG106,FALSE)","v":{"$error":"#N/A"}},{"$f":"HLOOKUP(AL$371,'Appendix D'!$A$1:$DF$336,$AG106,FALSE)","v":{"$error":"#N/A"}},{"$f":"HLOOKUP(AM$371,'Appendix D'!$A$1:$DF$336,$AG106,FALSE)","v":{"$error":"#N/A"}},{"$f":"HLOOKUP(AN$371,'Appendix D'!$A$1:$DF$336,$AG106,FALSE)","v":{"$error":"#N/A"}},{"$f":"HLOOKUP(AO$371,'Appendix D'!$A$1:$DF$336,$AG106,FALSE)","v":{"$error":"#N/A"}},{"$f":"HLOOKUP(AP$371,'Appendix D'!$A$1:$DF$336,$AG106,FALSE)","v":{"$error":"#N/A"}},{"$f":"HLOOKUP(AQ$371,'Appendix D'!$A$1:$DF$336,$AG106,FALSE)","v":{"$error":"#N/A"}},{"$f":"HLOOKUP(AR$371,'Appendix D'!$A$1:$DF$336,$AG106,FALSE)","v":{"$error":"#N/A"}},{"$f":"HLOOKUP(AS$371,'Appendix D'!$A$1:$DF$336,$AG106,FALSE)","v":{"$error":"#N/A"}},{"$f":"HLOOKUP(AT$371,'Appendix D'!$A$1:$DF$336,$AG106,FALSE)","v":{"$error":"#N/A"}},{"$f":"HLOOKUP(AU$371,'Appendix D'!$A$1:$DF$336,$AG106,FALSE)","v":{"$error":"#N/A"}},{"$f":"HLOOKUP(AV$371,'Appendix D'!$A$1:$DF$336,$AG106,FALSE)","v":{"$error":"#N/A"}},{"$f":"HLOOKUP(AW$371,'Appendix D'!$A$1:$DF$336,$AG106,FALSE)","v":{"$error":"#N/A"}},{"$f":"HLOOKUP(AX$371,'Appendix D'!$A$1:$DF$336,$AG106,FALSE)","v":{"$error":"#N/A"}},{"$f":"HLOOKUP(AY$371,'Appendix D'!$A$1:$DF$336,$AG106,FALSE)","v":{"$error":"#N/A"}},{"$f":"HLOOKUP(AZ$371,'Appendix D'!$A$1:$DF$336,$AG106,FALSE)","v":{"$error":"#N/A"}},{"$f":"HLOOKUP(BA$371,'Appendix D'!$A$1:$DF$336,$AG106,FALSE)","v":{"$error":"#N/A"}},{"$f":"HLOOKUP(BB$371,'Appendix D'!$A$1:$DF$336,$AG106,FALSE)","v":{"$error":"#N/A"}},5]
[null,null,null,null,null,null,null,null,null,null,null,null,null,null,null,null,null,null,null,null,null,null,null,null,null,null,null,null,null,null,{"$f":"AE44","v":{"$error":"#N/A"}},null,74,50,{"$f":"HLOOKUP(AI$371,'Appendix D'!$A$1:$DF$336,$AG107,FALSE)","v":{"$error":"#N/A"}},{"$f":"HLOOKUP(AJ$371,'Appendix D'!$A$1:$DF$336,$AG107,FALSE)","v":{"$error":"#N/A"}},{"$f":"HLOOKUP(AK$371,'Appendix D'!$A$1:$DF$336,$AG107,FALSE)","v":{"$error":"#N/A"}},{"$f":"HLOOKUP(AL$371,'Appendix D'!$A$1:$DF$336,$AG107,FALSE)","v":{"$error":"#N/A"}},{"$f":"HLOOKUP(AM$371,'Appendix D'!$A$1:$DF$336,$AG107,FALSE)","v":{"$error":"#N/A"}},{"$f":"HLOOKUP(AN$371,'Appendix D'!$A$1:$DF$336,$AG107,FALSE)","v":{"$error":"#N/A"}},{"$f":"HLOOKUP(AO$371,'Appendix D'!$A$1:$DF$336,$AG107,FALSE)","v":{"$error":"#N/A"}},{"$f":"HLOOKUP(AP$371,'Appendix D'!$A$1:$DF$336,$AG107,FALSE)","v":{"$error":"#N/A"}},{"$f":"HLOOKUP(AQ$371,'Appendix D'!$A$1:$DF$336,$AG107,FALSE)","v":{"$error":"#N/A"}},{"$f":"HLOOKUP(AR$371,'Appendix D'!$A$1:$DF$336,$AG107,FALSE)","v":{"$error":"#N/A"}},{"$f":"HLOOKUP(AS$371,'Appendix D'!$A$1:$DF$336,$AG107,FALSE)","v":{"$error":"#N/A"}},{"$f":"HLOOKUP(AT$371,'Appendix D'!$A$1:$DF$336,$AG107,FALSE)","v":{"$error":"#N/A"}},{"$f":"HLOOKUP(AU$371,'Appendix D'!$A$1:$DF$336,$AG107,FALSE)","v":{"$error":"#N/A"}},{"$f":"HLOOKUP(AV$371,'Appendix D'!$A$1:$DF$336,$AG107,FALSE)","v":{"$error":"#N/A"}},{"$f":"HLOOKUP(AW$371,'Appendix D'!$A$1:$DF$336,$AG107,FALSE)","v":{"$error":"#N/A"}},{"$f":"HLOOKUP(AX$371,'Appendix D'!$A$1:$DF$336,$AG107,FALSE)","v":{"$error":"#N/A"}},{"$f":"HLOOKUP(AY$371,'Appendix D'!$A$1:$DF$336,$AG107,FALSE)","v":{"$error":"#N/A"}},{"$f":"HLOOKUP(AZ$371,'Appendix D'!$A$1:$DF$336,$AG107,FALSE)","v":{"$error":"#N/A"}},{"$f":"HLOOKUP(BA$371,'Appendix D'!$A$1:$DF$336,$AG107,FALSE)","v":{"$error":"#N/A"}},{"$f":"HLOOKUP(BB$371,'Appendix D'!$A$1:$DF$336,$AG107,FALSE)","v":{"$error":"#N/A"}},6]
[null,null,null,null,null,null,null,null,null,null,null,null,null,null,null,null,null,null,null,null,null,null,null,null,null,null,null,null,{"$f":"IF(AC105>5,AC104+5,AC104)","v":0},{"$f":"IF(AC102>95,98,AC108+5)","v":5},null,null,75,55,{"$f":"HLOOKUP(AI$371,'Appendix D'!$A$1:$DF$336,$AG108,FALSE)","v":{"$error":"#N/A"}},{"$f":"HLOOKUP(AJ$371,'Appendix D'!$A$1:$DF$336,$AG108,FALSE)","v":{"$error":"#N/A"}},{"$f":"HLOOKUP(AK$371,'Appendix D'!$A$1:$DF$336,$AG108,FALSE)","v":{"$error":"#N/A"}},{"$f":"HLOOKUP(AL$371,'Appendix D'!$A$1:$DF$336,$AG108,FALSE)","v":{"$error":"#N/A"}},{"$f":"HLOOKUP(AM$371,'Appendix D'!$A$1:$DF$336,$AG108,FALSE)","v":{"$error":"#N/A"}},{"$f":"HLOOKUP(AN$371,'Appendix D'!$A$1:$DF$336,$AG108,FALSE)","v":{"$error":"#N/A"}},{"$f":"HLOOKUP(AO$371,'Appendix D'!$A$1:$DF$336,$AG108,FALSE)","v":{"$error":"#N/A"}},{"$f":"HLOOKUP(AP$371,'Appendix D'!$A$1:$DF$336,$AG108,FALSE)","v":{"$error":"#N/A"}},{"$f":"HLOOKUP(AQ$371,'Appendix D'!$A$1:$DF$336,$AG108,FALSE)","v":{"$error":"#N/A"}},{"$f":"HLOOKUP(AR$371,'Appendix D'!$A$1:$DF$336,$AG108,FALSE)","v":{"$error":"#N/A"}},{"$f":"HLOOKUP(AS$371,'Appendix D'!$A$1:$DF$336,$AG108,FALSE)","v":{"$error":"#N/A"}},{"$f":"HLOOKUP(AT$371,'Appendix D'!$A$1:$DF$336,$AG108,FALSE)","v":{"$error":"#N/A"}},{"$f":"HLOOKUP(AU$371,'Appendix D'!$A$1:$DF$336,$AG108,FALSE)","v":{"$error":"#N/A"}},{"$f":"HLOOKUP(AV$371,'Appendix D'!$A$1:$DF$336,$AG108,FALSE)","v":{"$error":"#N/A"}},{"$f":"HLOOKUP(AW$371,'Appendix D'!$A$1:$DF$336,$AG108,FALSE)","v":{"$error":"#N/A"}},{"$f":"HLOOKUP(AX$371,'Appendix D'!$A$1:$DF$336,$AG108,FALSE)","v":{"$error":"#N/A"}},{"$f":"HLOOKUP(AY$371,'Appendix D'!$A$1:$DF$336,$AG108,FALSE)","v":{"$error":"#N/A"}},{"$f":"HLOOKUP(AZ$371,'Appendix D'!$A$1:$DF$336,$AG108,FALSE)","v":{"$error":"#N/A"}},{"$f":"HLOOKUP(BA$371,'Appendix D'!$A$1:$DF$336,$AG108,FALSE)","v":{"$error":"#N/A"}},{"$f":"HLOOKUP(BB$371,'Appendix D'!$A$1:$DF$336,$AG108,FALSE)","v":{"$error":"#N/A"}},7]
[null,null,null,null,null,null,null,null,null,null,null,null,null,null,null,null,null,null,null,null,null,null,null,null,null,null,null,{"$f":"IF(AD105>5,AD104+5,AD104)","v":0},{"$f":"IF(AB109=0,0,HLOOKUP(AB109,AH102:BC117,AE104,TRUE))","v":0},{"$f":"IF(AB109=0,0,HLOOKUP(AB109,AH102:BC117,AE105,TRUE))","v":0},null,null,76,60,{"$f":"HLOOKUP(AI$371,'Appendix D'!$A$1:$DF$336,$AG109,FALSE)","v":{"$error":"#N/A"}},{"$f":"HLOOKUP(AJ$371,'Appendix D'!$A$1:$DF$336,$AG109,FALSE)","v":{"$error":"#N/A"}},{"$f":"HLOOKUP(AK$371,'Appendix D'!$A$1:$DF$336,$AG109,FALSE)","v":{"$error":"#N/A"}},{"$f":"HLOOKUP(AL$371,'Appendix D'!$A$1:$DF$336,$AG109,FALSE)","v":{"$error":"#N/A"}},{"$f":"HLOOKUP(AM$371,'Appendix D'!$A$1:$DF$336,$AG109,FALSE)","v":{"$error":"#N/A"}},{"$f":"HLOOKUP(AN$371,'Appendix D'!$A$1:$DF$336,$AG109,FALSE)","v":{"$error":"#N/A"}},{"$f":"HLOOKUP(AO$371,'Appendix D'!$A$1:$DF$336,$AG109,FALSE)","v":{"$error":"#N/A"}},{"$f":"HLOOKUP(AP$371,'Appendix D'!$A$1:$DF$336,$AG109,FALSE)","v":{"$error":"#N/A"}},{"$f":"HLOOKUP(AQ$371,'Appendix D'!$A$1:$DF$336,$AG109,FALSE)","v":{"$error":"#N/A"}},{"$f":"HLOOKUP(AR$371,'Appendix D'!$A$1:$DF$336,$AG109,FALSE)","v":{"$error":"#N/A"}},{"$f":"HLOOKUP(AS$371,'Appendix D'!$A$1:$DF$336,$AG109,FALSE)","v":{"$error":"#N/A"}},{"$f":"HLOOKUP(AT$371,'Appendix D'!$A$1:$DF$336,$AG109,FALSE)","v":{"$error":"#N/A"}},{"$f":"HLOOKUP(AU$371,'Appendix D'!$A$1:$DF$336,$AG109,FALSE)","v":{"$error":"#N/A"}},{"$f":"HLOOKUP(AV$371,'Appendix D'!$A$1:$DF$336,$AG109,FALSE)","v":{"$error":"#N/A"}},{"$f":"HLOOKUP(AW$371,'Appendix D'!$A$1:$DF$336,$AG109,FALSE)","v":{"$error":"#N/A"}},{"$f":"HLOOKUP(AX$371,'Appendix D'!$A$1:$DF$336,$AG109,FALSE)","v":{"$error":"#N/A"}},{"$f":"HLOOKUP(AY$371,'Appendix D'!$A$1:$DF$336,$AG109,FALSE)","v":{"$error":"#N/A"}},{"$f":"HLOOKUP(AZ$371,'Appendix D'!$A$1:$DF$336,$AG109,FALSE)","v":{"$error":"#N/A"}},{"$f":"HLOOKUP(BA$371,'Appendix D'!$A$1:$DF$336,$AG109,FALSE)","v":{"$error":"#N/A"}},{"$f":"HLOOKUP(BB$371,'Appendix D'!$A$1:$DF$336,$AG109,FALSE)","v":{"$error":"#N/A"}},8]
[null,null,null,null,null,null,null,null,null,null,null,null,null,null,null,null,null,null,null,null,null,null,null,null,null,null,null,{"$f":"AB109+5","v":5},{"$f":"HLOOKUP(AB110,AH102:BC117,AE104,TRUE)","v":{"$error":"#REF!"}},{"$f":"HLOOKUP(AB110,AH102:BC117,AE105,TRUE)","v":{"$error":"#REF!"}},null,null,77,65,{"$f":"HLOOKUP(AI$371,'Appendix D'!$A$1:$DF$336,$AG110,FALSE)","v":{"$error":"#N/A"}},{"$f":"HLOOKUP(AJ$371,'Appendix D'!$A$1:$DF$336,$AG110,FALSE)","v":{"$error":"#N/A"}},{"$f":"HLOOKUP(AK$371,'Appendix D'!$A$1:$DF$336,$AG110,FALSE)","v":{"$error":"#N/A"}},{"$f":"HLOOKUP(AL$371,'Appendix D'!$A$1:$DF$336,$AG110,FALSE)","v":{"$error":"#N/A"}},{"$f":"HLOOKUP(AM$371,'Appendix D'!$A$1:$DF$336,$AG110,FALSE)","v":{"$error":"#N/A"}},{"$f":"HLOOKUP(AN$371,'Appendix D'!$A$1:$DF$336,$AG110,FALSE)","v":{"$error":"#N/A"}},{"$f":"HLOOKUP(AO$371,'Appendix D'!$A$1:$DF$336,$AG110,FALSE)","v":{"$error":"#N/A"}},{"$f":"HLOOKUP(AP$371,'Appendix D'!$A$1:$DF$336,$AG110,FALSE)","v":{"$error":"#N/A"}},{"$f":"HLOOKUP(AQ$371,'Appendix D'!$A$1:$DF$336,$AG110,FALSE)","v":{"$error":"#N/A"}},{"$f":"HLOOKUP(AR$371,'Appendix D'!$A$1:$DF$336,$AG110,FALSE)","v":{"$error":"#N/A"}},{"$f":"HLOOKUP(AS$371,'Appendix D'!$A$1:$DF$336,$AG110,FALSE)","v":{"$error":"#N/A"}},{"$f":"HLOOKUP(AT$371,'Appendix D'!$A$1:$DF$336,$AG110,FALSE)","v":{"$error":"#N/A"}},{"$f":"HLOOKUP(AU$371,'Appendix D'!$A$1:$DF$336,$AG110,FALSE)","v":{"$error":"#N/A"}},{"$f":"HLOOKUP(AV$371,'Appendix D'!$A$1:$DF$336,$AG110,FALSE)","v":{"$error":"#N/A"}},{"$f":"HLOOKUP(AW$371,'Appendix D'!$A$1:$DF$336,$AG110,FALSE)","v":{"$error":"#N/A"}},{"$f":"HLOOKUP(AX$371,'Appendix D'!$A$1:$DF$336,$AG110,FALSE)","v":{"$error":"#N/A"}},{"$f":"HLOOKUP(AY$371,'Appendix D'!$A$1:$DF$336,$AG110,FALSE)","v":{"$error":"#N/A"}},{"$f":"HLOOKUP(AZ$371,'Appendix D'!$A$1:$DF$336,$AG110,FALSE)","v":{"$error":"#N/A"}},{"$f":"HLOOKUP(BA$371,'Appendix D'!$A$1:$DF$336,$AG110,FALSE)","v":{"$error":"#N/A"}},{"$f":"HLOOKUP(BB$371,'Appendix D'!$A$1:$DF$336,$AG110,FALSE)","v":{"$error":"#N/A"}},9]
[null,null,null,null,null,null,null,null,null,null,null,null,null,null,null,null,null,null,null,null,null,null,null,null,null,null,null,null,null,null,null,null,78,70,{"$f":"HLOOKUP(AI$371,'Appendix D'!$A$1:$DF$336,$AG111,FALSE)","v":{"$error":"#N/A"}},{"$f":"HLOOKUP(AJ$371,'Appendix D'!$A$1:$DF$336,$AG111,FALSE)","v":{"$error":"#N/A"}},{"$f":"HLOOKUP(AK$371,'Appendix D'!$A$1:$DF$336,$AG111,FALSE)","v":{"$error":"#N/A"}},{"$f":"HLOOKUP(AL$371,'Appendix D'!$A$1:$DF$336,$AG111,FALSE)","v":{"$error":"#N/A"}},{"$f":"HLOOKUP(AM$371,'Appendix D'!$A$1:$DF$336,$AG111,FALSE)","v":{"$error":"#N/A"}},{"$f":"HLOOKUP(AN$371,'Appendix D'!$A$1:$DF$336,$AG111,FALSE)","v":{"$error":"#N/A"}},{"$f":"HLOOKUP(AO$371,'Appendix D'!$A$1:$DF$336,$AG111,FALSE)","v":{"$error":"#N/A"}},{"$f":"HLOOKUP(AP$371,'Appendix D'!$A$1:$DF$336,$AG111,FALSE)","v":{"$error":"#N/A"}},{"$f":"HLOOKUP(AQ$371,'Appendix D'!$A$1:$DF$336,$AG111,FALSE)","v":{"$error":"#N/A"}},{"$f":"HLOOKUP(AR$371,'Appendix D'!$A$1:$DF$336,$AG111,FALSE)","v":{"$error":"#N/A"}},{"$f":"HLOOKUP(AS$371,'Appendix D'!$A$1:$DF$336,$AG111,FALSE)","v":{"$error":"#N/A"}},{"$f":"HLOOKUP(AT$371,'Appendix D'!$A$1:$DF$336,$AG111,FALSE)","v":{"$error":"#N/A"}},{"$f":"HLOOKUP(AU$371,'Appendix D'!$A$1:$DF$336,$AG111,FALSE)","v":{"$error":"#N/A"}},{"$f":"HLOOKUP(AV$371,'Appendix D'!$A$1:$DF$336,$AG111,FALSE)","v":{"$error":"#N/A"}},{"$f":"HLOOKUP(AW$371,'Appendix D'!$A$1:$DF$336,$AG111,FALSE)","v":{"$error":"#N/A"}},{"$f":"HLOOKUP(AX$371,'Appendix D'!$A$1:$DF$336,$AG111,FALSE)","v":{"$error":"#N/A"}},{"$f":"HLOOKUP(AY$371,'Appendix D'!$A$1:$DF$336,$AG111,FALSE)","v":{"$error":"#N/A"}},{"$f":"HLOOKUP(AZ$371,'Appendix D'!$A$1:$DF$336,$AG111,FALSE)","v":{"$error":"#N/A"}},{"$f":"HLOOKUP(BA$371,'Appendix D'!$A$1:$DF$336,$AG111,FALSE)","v":{"$error":"#N/A"}},{"$f":"HLOOKUP(BB$371,'Appendix D'!$A$1:$DF$336,$AG111,FALSE)","v":{"$error":"#N/A"}},10]
[null,null,null,null,null,null,null,null,null,null,null,null,null,null,null,null,null,null,null,null,null,null,null,null,null,null,null,null,{"$f":"AC102","v":0},null,null,null,79,75,{"$f":"HLOOKUP(AI$371,'Appendix D'!$A$1:$DF$336,$AG112,FALSE)","v":{"$error":"#N/A"}},{"$f":"HLOOKUP(AJ$371,'Appendix D'!$A$1:$DF$336,$AG112,FALSE)","v":{"$error":"#N/A"}},{"$f":"HLOOKUP(AK$371,'Appendix D'!$A$1:$DF$336,$AG112,FALSE)","v":{"$error":"#N/A"}},{"$f":"HLOOKUP(AL$371,'Appendix D'!$A$1:$DF$336,$AG112,FALSE)","v":{"$error":"#N/A"}},{"$f":"HLOOKUP(AM$371,'Appendix D'!$A$1:$DF$336,$AG112,FALSE)","v":{"$error":"#N/A"}},{"$f":"HLOOKUP(AN$371,'Appendix D'!$A$1:$DF$336,$AG112,FALSE)","v":{"$error":"#N/A"}},{"$f":"HLOOKUP(AO$371,'Appendix D'!$A$1:$DF$336,$AG112,FALSE)","v":{"$error":"#N/A"}},{"$f":"HLOOKUP(AP$371,'Appendix D'!$A$1:$DF$336,$AG112,FALSE)","v":{"$error":"#N/A"}},{"$f":"HLOOKUP(AQ$371,'Appendix D'!$A$1:$DF$336,$AG112,FALSE)","v":{"$error":"#N/A"}},{"$f":"HLOOKUP(AR$371,'Appendix D'!$A$1:$DF$336,$AG112,FALSE)","v":{"$error":"#N/A"}},{"$f":"HLOOKUP(AS$371,'Appendix D'!$A$1:$DF$336,$AG112,FALSE)","v":{"$error":"#N/A"}},{"$f":"HLOOKUP(AT$371,'Appendix D'!$A$1:$DF$336,$AG112,FALSE)","v":{"$error":"#N/A"}},{"$f":"HLOOKUP(AU$371,'Appendix D'!$A$1:$DF$336,$AG112,FALSE)","v":{"$error":"#N/A"}},{"$f":"HLOOKUP(AV$371,'Appendix D'!$A$1:$DF$336,$AG112,FALSE)","v":{"$error":"#N/A"}},{"$f":"HLOOKUP(AW$371,'Appendix D'!$A$1:$DF$336,$AG112,FALSE)","v":{"$error":"#N/A"}},{"$f":"HLOOKUP(AX$371,'Appendix D'!$A$1:$DF$336,$AG112,FALSE)","v":{"$error":"#N/A"}},{"$f":"HLOOKUP(AY$371,'Appendix D'!$A$1:$DF$336,$AG112,FALSE)","v":{"$error":"#N/A"}},{"$f":"HLOOKUP(AZ$371,'Appendix D'!$A$1:$DF$336,$AG112,FALSE)","v":{"$error":"#N/A"}},{"$f":"HLOOKUP(BA$371,'Appendix D'!$A$1:$DF$336,$AG112,FALSE)","v":{"$error":"#N/A"}},{"$f":"HLOOKUP(BB$371,'Appendix D'!$A$1:$DF$336,$AG112,FALSE)","v":{"$error":"#N/A"}},11]
[null,null,null,null,null,null,null,null,null,null,null,null,null,null,null,null,null,null,null,null,null,null,null,null,null,null,null,{"$f":"AB109","v":0},{"$f":"(AC109+((AD109-AC109)/(AD108-AC108)*(AC102-AC108)))","v":0},null,null,null,80,80,{"$f":"HLOOKUP(AI$371,'Appendix D'!$A$1:$DF$336,$AG113,FALSE)","v":{"$error":"#N/A"}},{"$f":"HLOOKUP(AJ$371,'Appendix D'!$A$1:$DF$336,$AG113,FALSE)","v":{"$error":"#N/A"}},{"$f":"HLOOKUP(AK$371,'Appendix D'!$A$1:$DF$336,$AG113,FALSE)","v":{"$error":"#N/A"}},{"$f":"HLOOKUP(AL$371,'Appendix D'!$A$1:$DF$336,$AG113,FALSE)","v":{"$error":"#N/A"}},{"$f":"HLOOKUP(AM$371,'Appendix D'!$A$1:$DF$336,$AG113,FALSE)","v":{"$error":"#N/A"}},{"$f":"HLOOKUP(AN$371,'Appendix D'!$A$1:$DF$336,$AG113,FALSE)","v":{"$error":"#N/A"}},{"$f":"HLOOKUP(AO$371,'Appendix D'!$A$1:$DF$336,$AG113,FALSE)","v":{"$error":"#N/A"}},{"$f":"HLOOKUP(AP$371,'Appendix D'!$A$1:$DF$336,$AG113,FALSE)","v":{"$error":"#N/A"}},{"$f":"HLOOKUP(AQ$371,'Appendix D'!$A$1:$DF$336,$AG113,FALSE)","v":{"$error":"#N/A"}},{"$f":"HLOOKUP(AR$371,'Appendix D'!$A$1:$DF$336,$AG113,FALSE)","v":{"$error":"#N/A"}},{"$f":"HLOOKUP(AS$371,'Appendix D'!$A$1:$DF$336,$AG113,FALSE)","v":{"$error":"#N/A"}},{"$f":"HLOOKUP(AT$371,'Appendix D'!$A$1:$DF$336,$AG113,FALSE)","v":{"$error":"#N/A"}},{"$f":"HLOOKUP(AU$371,'Appendix D'!$A$1:$DF$336,$AG113,FALSE)","v":{"$error":"#N/A"}},{"$f":"HLOOKUP(AV$371,'Appendix D'!$A$1:$DF$336,$AG113,FALSE)","v":{"$error":"#N/A"}},{"$f":"HLOOKUP(AW$371,'Appendix D'!$A$1:$DF$336,$AG113,FALSE)","v":{"$error":"#N/A"}},{"$f":"HLOOKUP(AX$371,'Appendix D'!$A$1:$DF$336,$AG113,FALSE)","v":{"$error":"#N/A"}},{"$f":"HLOOKUP(AY$371,'Appendix D'!$A$1:$DF$336,$AG113,FALSE)","v":{"$error":"#N/A"}},{"$f":"HLOOKUP(AZ$371,'Appendix D'!$A$1:$DF$336,$AG113,FALSE)","v":{"$error":"#N/A"}},{"$f":"HLOOKUP(BA$371,'Appendix D'!$A$1:$DF$336,$AG113,FALSE)","v":{"$error":"#N/A"}},{"$f":"HLOOKUP(BB$371,'Appendix D'!$A$1:$DF$336,$AG113,FALSE)","v":{"$error":"#N/A"}},12]
[null,null,null,null,null,null,null,null,null,null,null,null,null,null,null,null,null,null,null,null,null,null,null,null,null,null,null,{"$f":"AB110","v":5},{"$f":"(AC110+((AD110-AC110)/(AD108-AC108)*(AC102-AC108)))","v":{"$error":"#REF!"}},null,null,null,81,85,{"$f":"HLOOKUP(AI$371,'Appendix D'!$A$1:$DF$336,$AG114,FALSE)","v":{"$error":"#N/A"}},{"$f":"HLOOKUP(AJ$371,'Appendix D'!$A$1:$DF$336,$AG114,FALSE)","v":{"$error":"#N/A"}},{"$f":"HLOOKUP(AK$371,'Appendix D'!$A$1:$DF$336,$AG114,FALSE)","v":{"$error":"#N/A"}},{"$f":"HLOOKUP(AL$371,'Appendix D'!$A$1:$DF$336,$AG114,FALSE)","v":{"$error":"#N/A"}},{"$f":"HLOOKUP(AM$371,'Appendix D'!$A$1:$DF$336,$AG114,FALSE)","v":{"$error":"#N/A"}},{"$f":"HLOOKUP(AN$371,'Appendix D'!$A$1:$DF$336,$AG114,FALSE)","v":{"$error":"#N/A"}},{"$f":"HLOOKUP(AO$371,'Appendix D'!$A$1:$DF$336,$AG114,FALSE)","v":{"$error":"#N/A"}},{"$f":"HLOOKUP(AP$371,'Appendix D'!$A$1:$DF$336,$AG114,FALSE)","v":{"$error":"#N/A"}},{"$f":"HLOOKUP(AQ$371,'Appendix D'!$A$1:$DF$336,$AG114,FALSE)","v":{"$error":"#N/A"}},{"$f":"HLOOKUP(AR$371,'Appendix D'!$A$1:$DF$336,$AG114,FALSE)","v":{"$error":"#N/A"}},{"$f":"HLOOKUP(AS$371,'Appendix D'!$A$1:$DF$336,$AG114,FALSE)","v":{"$error":"#N/A"}},{"$f":"HLOOKUP(AT$371,'Appendix D'!$A$1:$DF$336,$AG114,FALSE)","v":{"$error":"#N/A"}},{"$f":"HLOOKUP(AU$371,'Appendix D'!$A$1:$DF$336,$AG114,FALSE)","v":{"$error":"#N/A"}},{"$f":"HLOOKUP(AV$371,'Appendix D'!$A$1:$DF$336,$AG114,FALSE)","v":{"$error":"#N/A"}},{"$f":"HLOOKUP(AW$371,'Appendix D'!$A$1:$DF$336,$AG114,FALSE)","v":{"$error":"#N/A"}},{"$f":"HLOOKUP(AX$371,'Appendix D'!$A$1:$DF$336,$AG114,FALSE)","v":{"$error":"#N/A"}},{"$f":"HLOOKUP(AY$371,'Appendix D'!$A$1:$DF$336,$AG114,FALSE)","v":{"$error":"#N/A"}},{"$f":"HLOOKUP(AZ$371,'Appendix D'!$A$1:$DF$336,$AG114,FALSE)","v":{"$error":"#N/A"}},{"$f":"HLOOKUP(BA$371,'Appendix D'!$A$1:$DF$336,$AG114,FALSE)","v":{"$error":"#N/A"}},{"$f":"HLOOKUP(BB$371,'Appendix D'!$A$1:$DF$336,$AG114,FALSE)","v":{"$error":"#N/A"}},13]
[null,null,null,null,null,null,null,null,null,null,null,null,null,null,null,null,null,null,null,null,null,null,null,null,null,null,null,null,null,null,null,null,82,90,{"$f":"HLOOKUP(AI$371,'Appendix D'!$A$1:$DF$336,$AG115,FALSE)","v":{"$error":"#N/A"}},{"$f":"HLOOKUP(AJ$371,'Appendix D'!$A$1:$DF$336,$AG115,FALSE)","v":{"$error":"#N/A"}},{"$f":"HLOOKUP(AK$371,'Appendix D'!$A$1:$DF$336,$AG115,FALSE)","v":{"$error":"#N/A"}},{"$f":"HLOOKUP(AL$371,'Appendix D'!$A$1:$DF$336,$AG115,FALSE)","v":{"$error":"#N/A"}},{"$f":"HLOOKUP(AM$371,'Appendix D'!$A$1:$DF$336,$AG115,FALSE)","v":{"$error":"#N/A"}},{"$f":"HLOOKUP(AN$371,'Appendix D'!$A$1:$DF$336,$AG115,FALSE)","v":{"$error":"#N/A"}},{"$f":"HLOOKUP(AO$371,'Appendix D'!$A$1:$DF$336,$AG115,FALSE)","v":{"$error":"#N/A"}},{"$f":"HLOOKUP(AP$371,'Appendix D'!$A$1:$DF$336,$AG115,FALSE)","v":{"$error":"#N/A"}},{"$f":"HLOOKUP(AQ$371,'Appendix D'!$A$1:$DF$336,$AG115,FALSE)","v":{"$error":"#N/A"}},{"$f":"HLOOKUP(AR$371,'Appendix D'!$A$1:$DF$336,$AG115,FALSE)","v":{"$error":"#N/A"}},{"$f":"HLOOKUP(AS$371,'Appendix D'!$A$1:$DF$336,$AG115,FALSE)","v":{"$error":"#N/A"}},{"$f":"HLOOKUP(AT$371,'Appendix D'!$A$1:$DF$336,$AG115,FALSE)","v":{"$error":"#N/A"}},{"$f":"HLOOKUP(AU$371,'Appendix D'!$A$1:$DF$336,$AG115,FALSE)","v":{"$error":"#N/A"}},{"$f":"HLOOKUP(AV$371,'Appendix D'!$A$1:$DF$336,$AG115,FALSE)","v":{"$error":"#N/A"}},{"$f":"HLOOKUP(AW$371,'Appendix D'!$A$1:$DF$336,$AG115,FALSE)","v":{"$error":"#N/A"}},{"$f":"HLOOKUP(AX$371,'Appendix D'!$A$1:$DF$336,$AG115,FALSE)","v":{"$error":"#N/A"}},{"$f":"HLOOKUP(AY$371,'Appendix D'!$A$1:$DF$336,$AG115,FALSE)","v":{"$error":"#N/A"}},{"$f":"HLOOKUP(AZ$371,'Appendix D'!$A$1:$DF$336,$AG115,FALSE)","v":{"$error":"#N/A"}},{"$f":"HLOOKUP(BA$371,'Appendix D'!$A$1:$DF$336,$AG115,FALSE)","v":{"$error":"#N/A"}},{"$f":"HLOOKUP(BB$371,'Appendix D'!$A$1:$DF$336,$AG115,FALSE)","v":{"$error":"#N/A"}},14]
[null,null,null,null,null,null,null,null,null,null,null,null,null,null,null,null,null,null,null,null,null,null,null,null,null,null,null,null,{"$f":"AC112","v":0},null,null,null,83,95,{"$f":"HLOOKUP(AI$371,'Appendix D'!$A$1:$DF$336,$AG116,FALSE)","v":{"$error":"#N/A"}},{"$f":"HLOOKUP(AJ$371,'Appendix D'!$A$1:$DF$336,$AG116,FALSE)","v":{"$error":"#N/A"}},{"$f":"HLOOKUP(AK$371,'Appendix D'!$A$1:$DF$336,$AG116,FALSE)","v":{"$error":"#N/A"}},{"$f":"HLOOKUP(AL$371,'Appendix D'!$A$1:$DF$336,$AG116,FALSE)","v":{"$error":"#N/A"}},{"$f":"HLOOKUP(AM$371,'Appendix D'!$A$1:$DF$336,$AG116,FALSE)","v":{"$error":"#N/A"}},{"$f":"HLOOKUP(AN$371,'Appendix D'!$A$1:$DF$336,$AG116,FALSE)","v":{"$error":"#N/A"}},{"$f":"HLOOKUP(AO$371,'Appendix D'!$A$1:$DF$336,$AG116,FALSE)","v":{"$error":"#N/A"}},{"$f":"HLOOKUP(AP$371,'Appendix D'!$A$1:$DF$336,$AG116,FALSE)","v":{"$error":"#N/A"}},{"$f":"HLOOKUP(AQ$371,'Appendix D'!$A$1:$DF$336,$AG116,FALSE)","v":{"$error":"#N/A"}},{"$f":"HLOOKUP(AR$371,'Appendix D'!$A$1:$DF$336,$AG116,FALSE)","v":{"$error":"#N/A"}},{"$f":"HLOOKUP(AS$371,'Appendix D'!$A$1:$DF$336,$AG116,FALSE)","v":{"$error":"#N/A"}},{"$f":"HLOOKUP(AT$371,'Appendix D'!$A$1:$DF$336,$AG116,FALSE)","v":{"$error":"#N/A"}},{"$f":"HLOOKUP(AU$371,'Appendix D'!$A$1:$DF$336,$AG116,FALSE)","v":{"$error":"#N/A"}},{"$f":"HLOOKUP(AV$371,'Appendix D'!$A$1:$DF$336,$AG116,FALSE)","v":{"$error":"#N/A"}},{"$f":"HLOOKUP(AW$371,'Appendix D'!$A$1:$DF$336,$AG116,FALSE)","v":{"$error":"#N/A"}},{"$f":"HLOOKUP(AX$371,'Appendix D'!$A$1:$DF$336,$AG116,FALSE)","v":{"$error":"#N/A"}},{"$f":"HLOOKUP(AY$371,'Appendix D'!$A$1:$DF$336,$AG116,FALSE)","v":{"$error":"#N/A"}},{"$f":"HLOOKUP(AZ$371,'Appendix D'!$A$1:$DF$336,$AG116,FALSE)","v":{"$error":"#N/A"}},{"$f":"HLOOKUP(BA$371,'Appendix D'!$A$1:$DF$336,$AG116,FALSE)","v":{"$error":"#N/A"}},{"$f":"HLOOKUP(BB$371,'Appendix D'!$A$1:$DF$336,$AG116,FALSE)","v":{"$error":"#N/A"}},15]
[null,null,null,null,null,null,null,null,null,null,null,null,null,null,null,null,null,null,null,null,null,null,null,null,null,null,null,{"$f":"AD102","v":5},{"$f":"(AC113+((AC114-AC113)/(AB114-AB113)*(AB117-AB113)))","v":{"$error":"#REF!"}},null,null,null,84,98,{"$f":"HLOOKUP(AI$371,'Appendix D'!$A$1:$DF$336,$AG117,FALSE)","v":{"$error":"#N/A"}},{"$f":"HLOOKUP(AJ$371,'Appendix D'!$A$1:$DF$336,$AG117,FALSE)","v":{"$error":"#N/A"}},{"$f":"HLOOKUP(AK$371,'Appendix D'!$A$1:$DF$336,$AG117,FALSE)","v":{"$error":"#N/A"}},{"$f":"HLOOKUP(AL$371,'Appendix D'!$A$1:$DF$336,$AG117,FALSE)","v":{"$error":"#N/A"}},{"$f":"HLOOKUP(AM$371,'Appendix D'!$A$1:$DF$336,$AG117,FALSE)","v":{"$error":"#N/A"}},{"$f":"HLOOKUP(AN$371,'Appendix D'!$A$1:$DF$336,$AG117,FALSE)","v":{"$error":"#N/A"}},{"$f":"HLOOKUP(AO$371,'Appendix D'!$A$1:$DF$336,$AG117,FALSE)","v":{"$error":"#N/A"}},{"$f":"HLOOKUP(AP$371,'Appendix D'!$A$1:$DF$336,$AG117,FALSE)","v":{"$error":"#N/A"}},{"$f":"HLOOKUP(AQ$371,'Appendix D'!$A$1:$DF$336,$AG117,FALSE)","v":{"$error":"#N/A"}},{"$f":"HLOOKUP(AR$371,'Appendix D'!$A$1:$DF$336,$AG117,FALSE)","v":{"$error":"#N/A"}},{"$f":"HLOOKUP(AS$371,'Appendix D'!$A$1:$DF$336,$AG117,FALSE)","v":{"$error":"#N/A"}},{"$f":"HLOOKUP(AT$371,'Appendix D'!$A$1:$DF$336,$AG117,FALSE)","v":{"$error":"#N/A"}},{"$f":"HLOOKUP(AU$371,'Appendix D'!$A$1:$DF$336,$AG117,FALSE)","v":{"$error":"#N/A"}},{"$f":"HLOOKUP(AV$371,'Appendix D'!$A$1:$DF$336,$AG117,FALSE)","v":{"$error":"#N/A"}},{"$f":"HLOOKUP(AW$371,'Appendix D'!$A$1:$DF$336,$AG117,FALSE)","v":{"$error":"#N/A"}},{"$f":"HLOOKUP(AX$371,'Appendix D'!$A$1:$DF$336,$AG117,FALSE)","v":{"$error":"#N/A"}},{"$f":"HLOOKUP(AY$371,'Appendix D'!$A$1:$DF$336,$AG117,FALSE)","v":{"$error":"#N/A"}},{"$f":"HLOOKUP(AZ$371,'Appendix D'!$A$1:$DF$336,$AG117,FALSE)","v":{"$error":"#N/A"}},{"$f":"HLOOKUP(BA$371,'Appendix D'!$A$1:$DF$336,$AG117,FALSE)","v":{"$error":"#N/A"}},{"$f":"HLOOKUP(BB$371,'Appendix D'!$A$1:$DF$336,$AG117,FALSE)","v":{"$error":"#N/A"}},16]
[]
[null,null,null,null,null,null,null,null,null,null,null,null,null,null,null,null,null,null,null,null,null,null,null,null,null,null,null,"1.25 INCH RETENTION EFFICIENCY INTERPOLATION",null,null,null,null,null,{"$f":"$AH$25","v":0},null,null,null,null,"Mean Annual Mass Removal Efficiencies for 1.25-inches of Retention "]
[]
[null,null,null,null,null,null,null,null,null,null,null,null,null,null,null,null,null,null,null,null,null,null,null,null,null,null,null,"POST","CN","DCIA"]
[null,null,null,null,null,null,null,null,null,null,null,null,null,null,null,null,null,null,null,null,null,null,null,null,null,null,null,null,null,null,null,null,null,"NDCIA CN","Percent DCIA"]
[null,null,null,null,null,null,null,null,null,null,null,null,null,null,null,null,null,null,null,null,null,null,null,null,null,null,null,null,{"$f":"'Watershed Characteristics'!$AA$47","v":0},{"$f":"IF('Watershed Characteristics'!$AA$48<5, 5, 'Watershed Characteristics'!$AA$48)","v":5},null,null,null,null,5,10,15,20,25,30,35,40,45,50,55,60,65,70,75,80,85,90,95,100]
[null,null,null,null,null,null,null,null,null,null,null,null,null,null,null,null,null,null,null,null,null,null,null,null,null,null,null,null,null,null,null,null,91,30,{"$f":"HLOOKUP(AI$371,'Appendix D'!$A$1:$DF$336,$AG124,FALSE)","v":{"$error":"#N/A"}},{"$f":"HLOOKUP(AJ$371,'Appendix D'!$A$1:$DF$336,$AG124,FALSE)","v":{"$error":"#N/A"}},{"$f":"HLOOKUP(AK$371,'Appendix D'!$A$1:$DF$336,$AG124,FALSE)","v":{"$error":"#N/A"}},{"$f":"HLOOKUP(AL$371,'Appendix D'!$A$1:$DF$336,$AG124,FALSE)","v":{"$error":"#N/A"}},{"$f":"HLOOKUP(AM$371,'Appendix D'!$A$1:$DF$336,$AG124,FALSE)","v":{"$error":"#N/A"}},{"$f":"HLOOKUP(AN$371,'Appendix D'!$A$1:$DF$336,$AG124,FALSE)","v":{"$error":"#N/A"}},{"$f":"HLOOKUP(AO$371,'Appendix D'!$A$1:$DF$336,$AG124,FALSE)","v":{"$error":"#N/A"}},{"$f":"HLOOKUP(AP$371,'Appendix D'!$A$1:$DF$336,$AG124,FALSE)","v":{"$error":"#N/A"}},{"$f":"HLOOKUP(AQ$371,'Appendix D'!$A$1:$DF$336,$AG124,FALSE)","v":{"$error":"#N/A"}},{"$f":"HLOOKUP(AR$371,'Appendix D'!$A$1:$DF$336,$AG124,FALSE)","v":{"$error":"#N/A"}},{"$f":"HLOOKUP(AS$371,'Appendix D'!$A$1:$DF$336,$AG124,FALSE)","v":{"$error":"#N/A"}},{"$f":"HLOOKUP(AT$371,'Appendix D'!$A$1:$DF$336,$AG124,FALSE)","v":{"$error":"#N/A"}},{"$f":"HLOOKUP(AU$371,'Appendix D'!$A$1:$DF$336,$AG124,FALSE)","v":{"$error":"#N/A"}},{"$f":"HLOOKUP(AV$371,'Appendix D'!$A$1:$DF$336,$AG124,FALSE)","v":{"$error":"#N/A"}},{"$f":"HLOOKUP(AW$371,'Appendix D'!$A$1:$DF$336,$AG124,FALSE)","v":{"$error":"#N/A"}},{"$f":"HLOOKUP(AX$371,'Appendix D'!$A$1:$DF$336,$AG124,FALSE)","v":{"$error":"#N/A"}},{"$f":"HLOOKUP(AY$371,'Appendix D'!$A$1:$DF$336,$AG124,FALSE)","v":{"$error":"#N/A"}},{"$f":"HLOOKUP(AZ$371,'Appendix D'!$A$1:$DF$336,$AG124,FALSE)","v":{"$error":"#N/A"}},{"$f":"HLOOKUP(BA$371,'Appendix D'!$A$1:$DF$336,$AG124,FALSE)","v":{"$error":"#N/A"}},{"$f":"HLOOKUP(BB$371,'Appendix D'!$A$1:$DF$336,$AG124,FALSE)","v":{"$error":"#N/A"}},2]
[null,null,null,null,null,null,null,null,null,null,null,null,null,null,null,null,null,null,null,null,null,null,null,null,null,null,null,"R.Down:",{"$f":"(ROUNDDOWN(AC123/10,0)*10)","v":0},{"$f":"(ROUNDDOWN(AD123/10,0)*10)","v":0},{"$f":"AE41","v":{"$error":"#N/A"}},null,92,35,{"$f":"HLOOKUP(AI$371,'Appendix D'!$A$1:$DF$336,$AG125,FALSE)","v":{"$error":"#N/A"}},{"$f":"HLOOKUP(AJ$371,'Appendix D'!$A$1:$DF$336,$AG125,FALSE)","v":{"$error":"#N/A"}},{"$f":"HLOOKUP(AK$371,'Appendix D'!$A$1:$DF$336,$AG125,FALSE)","v":{"$error":"#N/A"}},{"$f":"HLOOKUP(AL$371,'Appendix D'!$A$1:$DF$336,$AG125,FALSE)","v":{"$error":"#N/A"}},{"$f":"HLOOKUP(AM$371,'Appendix D'!$A$1:$DF$336,$AG125,FALSE)","v":{"$error":"#N/A"}},{"$f":"HLOOKUP(AN$371,'Appendix D'!$A$1:$DF$336,$AG125,FALSE)","v":{"$error":"#N/A"}},{"$f":"HLOOKUP(AO$371,'Appendix D'!$A$1:$DF$336,$AG125,FALSE)","v":{"$error":"#N/A"}},{"$f":"HLOOKUP(AP$371,'Appendix D'!$A$1:$DF$336,$AG125,FALSE)","v":{"$error":"#N/A"}},{"$f":"HLOOKUP(AQ$371,'Appendix D'!$A$1:$DF$336,$AG125,FALSE)","v":{"$error":"#N/A"}},{"$f":"HLOOKUP(AR$371,'Appendix D'!$A$1:$DF$336,$AG125,FALSE)","v":{"$error":"#N/A"}},{"$f":"HLOOKUP(AS$371,'Appendix D'!$A$1:$DF$336,$AG125,FALSE)","v":{"$error":"#N/A"}},{"$f":"HLOOKUP(AT$371,'Appendix D'!$A$1:$DF$336,$AG125,FALSE)","v":{"$error":"#N/A"}},{"$f":"HLOOKUP(AU$371,'Appendix D'!$A$1:$DF$336,$AG125,FALSE)","v":{"$error":"#N/A"}},{"$f":"HLOOKUP(AV$371,'Appendix D'!$A$1:$DF$336,$AG125,FALSE)","v":{"$error":"#N/A"}},{"$f":"HLOOKUP(AW$371,'Appendix D'!$A$1:$DF$336,$AG125,FALSE)","v":{"$error":"#N/A"}},{"$f":"HLOOKUP(AX$371,'Appendix D'!$A$1:$DF$336,$AG125,FALSE)","v":{"$error":"#N/A"}},{"$f":"HLOOKUP(AY$371,'Appendix D'!$A$1:$DF$336,$AG125,FALSE)","v":{"$error":"#N/A"}},{"$f":"HLOOKUP(AZ$371,'Appendix D'!$A$1:$DF$336,$AG125,FALSE)","v":{"$error":"#N/A"}},{"$f":"HLOOKUP(BA$371,'Appendix D'!$A$1:$DF$336,$AG125,FALSE)","v":{"$error":"#N/A"}},{"$f":"HLOOKUP(BB$371,'Appendix D'!$A$1:$DF$336,$AG125,FALSE)","v":{"$error":"#N/A"}},3]
[null,null,null,null,null,null,null,null,null,null,null,null,null,null,null,null,null,null,null,null,null,null,null,null,null,null,null,"Diff:",{"$f":"AC123-AC125","v":0},{"$f":"AD123-AD125","v":5},{"$f":"AE42","v":{"$error":"#N/A"}},null,93,40,{"$f":"HLOOKUP(AI$371,'Appendix D'!$A$1:$DF$336,$AG126,FALSE)","v":{"$error":"#N/A"}},{"$f":"HLOOKUP(AJ$371,'Appendix D'!$A$1:$DF$336,$AG126,FALSE)","v":{"$error":"#N/A"}},{"$f":"HLOOKUP(AK$371,'Appendix D'!$A$1:$DF$336,$AG126,FALSE)","v":{"$error":"#N/A"}},{"$f":"HLOOKUP(AL$371,'Appendix D'!$A$1:$DF$336,$AG126,FALSE)","v":{"$error":"#N/A"}},{"$f":"HLOOKUP(AM$371,'Appendix D'!$A$1:$DF$336,$AG126,FALSE)","v":{"$error":"#N/A"}},{"$f":"HLOOKUP(AN$371,'Appendix D'!$A$1:$DF$336,$AG126,FALSE)","v":{"$error":"#N/A"}},{"$f":"HLOOKUP(AO$371,'Appendix D'!$A$1:$DF$336,$AG126,FALSE)","v":{"$error":"#N/A"}},{"$f":"HLOOKUP(AP$371,'Appendix D'!$A$1:$DF$336,$AG126,FALSE)","v":{"$error":"#N/A"}},{"$f":"HLOOKUP(AQ$371,'Appendix D'!$A$1:$DF$336,$AG126,FALSE)","v":{"$error":"#N/A"}},{"$f":"HLOOKUP(AR$371,'Appendix D'!$A$1:$DF$336,$AG126,FALSE)","v":{"$error":"#N/A"}},{"$f":"HLOOKUP(AS$371,'Appendix D'!$A$1:$DF$336,$AG126,FALSE)","v":{"$error":"#N/A"}},{"$f":"HLOOKUP(AT$371,'Appendix D'!$A$1:$DF$336,$AG126,FALSE)","v":{"$error":"#N/A"}},{"$f":"HLOOKUP(AU$371,'Appendix D'!$A$1:$DF$336,$AG126,FALSE)","v":{"$error":"#N/A"}},{"$f":"HLOOKUP(AV$371,'Appendix D'!$A$1:$DF$336,$AG126,FALSE)","v":{"$error":"#N/A"}},{"$f":"HLOOKUP(AW$371,'Appendix D'!$A$1:$DF$336,$AG126,FALSE)","v":{"$error":"#N/A"}},{"$f":"HLOOKUP(AX$371,'Appendix D'!$A$1:$DF$336,$AG126,FALSE)","v":{"$error":"#N/A"}},{"$f":"HLOOKUP(AY$371,'Appendix D'!$A$1:$DF$336,$AG126,FALSE)","v":{"$error":"#N/A"}},{"$f":"HLOOKUP(AZ$371,'Appendix D'!$A$1:$DF$336,$AG126,FALSE)","v":{"$error":"#N/A"}},{"$f":"HLOOKUP(BA$371,'Appendix D'!$A$1:$DF$336,$AG126,FALSE)","v":{"$error":"#N/A"}},{"$f":"HLOOKUP(BB$371,'Appendix D'!$A$1:$DF$336,$AG126,FALSE)","v":{"$error":"#N/A"}},4]
[null,null,null,null,null,null,null,null,null,null,null,null,null,null,null,null,null,null,null,null,null,null,null,null,null,null,null,null,null,null,{"$f":"AE43","v":{"$error":"#N/A"}},null,94,45,{"$f":"HLOOKUP(AI$371,'Appendix D'!$A$1:$DF$336,$AG127,FALSE)","v":{"$error":"#N/A"}},{"$f":"HLOOKUP(AJ$371,'Appendix D'!$A$1:$DF$336,$AG127,FALSE)","v":{"$error":"#N/A"}},{"$f":"HLOOKUP(AK$371,'Appendix D'!$A$1:$DF$336,$AG127,FALSE)","v":{"$error":"#N/A"}},{"$f":"HLOOKUP(AL$371,'Appendix D'!$A$1:$DF$336,$AG127,FALSE)","v":{"$error":"#N/A"}},{"$f":"HLOOKUP(AM$371,'Appendix D'!$A$1:$DF$336,$AG127,FALSE)","v":{"$error":"#N/A"}},{"$f":"HLOOKUP(AN$371,'Appendix D'!$A$1:$DF$336,$AG127,FALSE)","v":{"$error":"#N/A"}},{"$f":"HLOOKUP(AO$371,'Appendix D'!$A$1:$DF$336,$AG127,FALSE)","v":{"$error":"#N/A"}},{"$f":"HLOOKUP(AP$371,'Appendix D'!$A$1:$DF$336,$AG127,FALSE)","v":{"$error":"#N/A"}},{"$f":"HLOOKUP(AQ$371,'Appendix D'!$A$1:$DF$336,$AG127,FALSE)","v":{"$error":"#N/A"}},{"$f":"HLOOKUP(AR$371,'Appendix D'!$A$1:$DF$336,$AG127,FALSE)","v":{"$error":"#N/A"}},{"$f":"HLOOKUP(AS$371,'Appendix D'!$A$1:$DF$336,$AG127,FALSE)","v":{"$error":"#N/A"}},{"$f":"HLOOKUP(AT$371,'Appendix D'!$A$1:$DF$336,$AG127,FALSE)","v":{"$error":"#N/A"}},{"$f":"HLOOKUP(AU$371,'Appendix D'!$A$1:$DF$336,$AG127,FALSE)","v":{"$error":"#N/A"}},{"$f":"HLOOKUP(AV$371,'Appendix D'!$A$1:$DF$336,$AG127,FALSE)","v":{"$error":"#N/A"}},{"$f":"HLOOKUP(AW$371,'Appendix D'!$A$1:$DF$336,$AG127,FALSE)","v":{"$error":"#N/A"}},{"$f":"HLOOKUP(AX$371,'Appendix D'!$A$1:$DF$336,$AG127,FALSE)","v":{"$error":"#N/A"}},{"$f":"HLOOKUP(AY$371,'Appendix D'!$A$1:$DF$336,$AG127,FALSE)","v":{"$error":"#N/A"}},{"$f":"HLOOKUP(AZ$371,'Appendix D'!$A$1:$DF$336,$AG127,FALSE)","v":{"$error":"#N/A"}},{"$f":"HLOOKUP(BA$371,'Appendix D'!$A$1:$DF$336,$AG127,FALSE)","v":{"$error":"#N/A"}},{"$f":"HLOOKUP(BB$371,'Appendix D'!$A$1:$DF$336,$AG127,FALSE)","v":{"$error":"#N/A"}},5]
[null,null,null,null,null,null,null,null,null,null,null,null,null,null,null,null,null,null,null,null,null,null,null,null,null,null,null,null,null,null,{"$f":"AE44","v":{"$error":"#N/A"}},null,95,50,{"$f":"HLOOKUP(AI$371,'Appendix D'!$A$1:$DF$336,$AG128,FALSE)","v":{"$error":"#N/A"}},{"$f":"HLOOKUP(AJ$371,'Appendix D'!$A$1:$DF$336,$AG128,FALSE)","v":{"$error":"#N/A"}},{"$f":"HLOOKUP(AK$371,'Appendix D'!$A$1:$DF$336,$AG128,FALSE)","v":{"$error":"#N/A"}},{"$f":"HLOOKUP(AL$371,'Appendix D'!$A$1:$DF$336,$AG128,FALSE)","v":{"$error":"#N/A"}},{"$f":"HLOOKUP(AM$371,'Appendix D'!$A$1:$DF$336,$AG128,FALSE)","v":{"$error":"#N/A"}},{"$f":"HLOOKUP(AN$371,'Appendix D'!$A$1:$DF$336,$AG128,FALSE)","v":{"$error":"#N/A"}},{"$f":"HLOOKUP(AO$371,'Appendix D'!$A$1:$DF$336,$AG128,FALSE)","v":{"$error":"#N/A"}},{"$f":"HLOOKUP(AP$371,'Appendix D'!$A$1:$DF$336,$AG128,FALSE)","v":{"$error":"#N/A"}},{"$f":"HLOOKUP(AQ$371,'Appendix D'!$A$1:$DF$336,$AG128,FALSE)","v":{"$error":"#N/A"}},{"$f":"HLOOKUP(AR$371,'Appendix D'!$A$1:$DF$336,$AG128,FALSE)","v":{"$error":"#N/A"}},{"$f":"HLOOKUP(AS$371,'Appendix D'!$A$1:$DF$336,$AG128,FALSE)","v":{"$error":"#N/A"}},{"$f":"HLOOKUP(AT$371,'Appendix D'!$A$1:$DF$336,$AG128,FALSE)","v":{"$error":"#N/A"}},{"$f":"HLOOKUP(AU$371,'Appendix D'!$A$1:$DF$336,$AG128,FALSE)","v":{"$error":"#N/A"}},{"$f":"HLOOKUP(AV$371,'Appendix D'!$A$1:$DF$336,$AG128,FALSE)","v":{"$error":"#N/A"}},{"$f":"HLOOKUP(AW$371,'Appendix D'!$A$1:$DF$336,$AG128,FALSE)","v":{"$error":"#N/A"}},{"$f":"HLOOKUP(AX$371,'Appendix D'!$A$1:$DF$336,$AG128,FALSE)","v":{"$error":"#N/A"}},{"$f":"HLOOKUP(AY$371,'Appendix D'!$A$1:$DF$336,$AG128,FALSE)","v":{"$error":"#N/A"}},{"$f":"HLOOKUP(AZ$371,'Appendix D'!$A$1:$DF$336,$AG128,FALSE)","v":{"$error":"#N/A"}},{"$f":"HLOOKUP(BA$371,'Appendix D'!$A$1:$DF$336,$AG128,FALSE)","v":{"$error":"#N/A"}},{"$f":"HLOOKUP(BB$371,'Appendix D'!$A$1:$DF$336,$AG128,FALSE)","v":{"$error":"#N/A"}},6]
[null,null,null,null,null,null,null,null,null,null,null,null,null,null,null,null,null,null,null,null,null,null,null,null,null,null,null,null,{"$f":"IF(AC126>5,AC125+5,AC125)","v":0},{"$f":"IF(AC123>95,98,AC129+5)","v":5},null,null,96,55,{"$f":"HLOOKUP(AI$371,'Appendix D'!$A$1:$DF$336,$AG129,FALSE)","v":{"$error":"#N/A"}},{"$f":"HLOOKUP(AJ$371,'Appendix D'!$A$1:$DF$336,$AG129,FALSE)","v":{"$error":"#N/A"}},{"$f":"HLOOKUP(AK$371,'Appendix D'!$A$1:$DF$336,$AG129,FALSE)","v":{"$error":"#N/A"}},{"$f":"HLOOKUP(AL$371,'Appendix D'!$A$1:$DF$336,$AG129,FALSE)","v":{"$error":"#N/A"}},{"$f":"HLOOKUP(AM$371,'Appendix D'!$A$1:$DF$336,$AG129,FALSE)","v":{"$error":"#N/A"}},{"$f":"HLOOKUP(AN$371,'Appendix D'!$A$1:$DF$336,$AG129,FALSE)","v":{"$error":"#N/A"}},{"$f":"HLOOKUP(AO$371,'Appendix D'!$A$1:$DF$336,$AG129,FALSE)","v":{"$error":"#N/A"}},{"$f":"HLOOKUP(AP$371,'Appendix D'!$A$1:$DF$336,$AG129,FALSE)","v":{"$error":"#N/A"}},{"$f":"HLOOKUP(AQ$371,'Appendix D'!$A$1:$DF$336,$AG129,FALSE)","v":{"$error":"#N/A"}},{"$f":"HLOOKUP(AR$371,'Appendix D'!$A$1:$DF$336,$AG129,FALSE)","v":{"$error":"#N/A"}},{"$f":"HLOOKUP(AS$371,'Appendix D'!$A$1:$DF$336,$AG129,FALSE)","v":{"$error":"#N/A"}},{"$f":"HLOOKUP(AT$371,'Appendix D'!$A$1:$DF$336,$AG129,FALSE)","v":{"$error":"#N/A"}},{"$f":"HLOOKUP(AU$371,'Appendix D'!$A$1:$DF$336,$AG129,FALSE)","v":{"$error":"#N/A"}},{"$f":"HLOOKUP(AV$371,'Appendix D'!$A$1:$DF$336,$AG129,FALSE)","v":{"$error":"#N/A"}},{"$f":"HLOOKUP(AW$371,'Appendix D'!$A$1:$DF$336,$AG129,FALSE)","v":{"$error":"#N/A"}},{"$f":"HLOOKUP(AX$371,'Appendix D'!$A$1:$DF$336,$AG129,FALSE)","v":{"$error":"#N/A"}},{"$f":"HLOOKUP(AY$371,'Appendix D'!$A$1:$DF$336,$AG129,FALSE)","v":{"$error":"#N/A"}},{"$f":"HLOOKUP(AZ$371,'Appendix D'!$A$1:$DF$336,$AG129,FALSE)","v":{"$error":"#N/A"}},{"$f":"HLOOKUP(BA$371,'Appendix D'!$A$1:$DF$336,$AG129,FALSE)","v":{"$error":"#N/A"}},{"$f":"HLOOKUP(BB$371,'Appendix D'!$A$1:$DF$336,$AG129,FALSE)","v":{"$error":"#N/A"}},7]
[null,null,null,null,null,null,null,null,null,null,null,null,null,null,null,null,null,null,null,null,null,null,null,null,null,null,null,{"$f":"IF(AD126>5,AD125+5,AD125)","v":0},{"$f":"IF(AB130=0,0,HLOOKUP(AB130,AH123:BC138,AE125,TRUE))","v":0},{"$f":"IF(AB130=0,0,HLOOKUP(AB130,AH123:BC138,AE126,TRUE))","v":0},null,null,97,60,{"$f":"HLOOKUP(AI$371,'Appendix D'!$A$1:$DF$336,$AG130,FALSE)","v":{"$error":"#N/A"}},{"$f":"HLOOKUP(AJ$371,'Appendix D'!$A$1:$DF$336,$AG130,FALSE)","v":{"$error":"#N/A"}},{"$f":"HLOOKUP(AK$371,'Appendix D'!$A$1:$DF$336,$AG130,FALSE)","v":{"$error":"#N/A"}},{"$f":"HLOOKUP(AL$371,'Appendix D'!$A$1:$DF$336,$AG130,FALSE)","v":{"$error":"#N/A"}},{"$f":"HLOOKUP(AM$371,'Appendix D'!$A$1:$DF$336,$AG130,FALSE)","v":{"$error":"#N/A"}},{"$f":"HLOOKUP(AN$371,'Appendix D'!$A$1:$DF$336,$AG130,FALSE)","v":{"$error":"#N/A"}},{"$f":"HLOOKUP(AO$371,'Appendix D'!$A$1:$DF$336,$AG130,FALSE)","v":{"$error":"#N/A"}},{"$f":"HLOOKUP(AP$371,'Appendix D'!$A$1:$DF$336,$AG130,FALSE)","v":{"$error":"#N/A"}},{"$f":"HLOOKUP(AQ$371,'Appendix D'!$A$1:$DF$336,$AG130,FALSE)","v":{"$error":"#N/A"}},{"$f":"HLOOKUP(AR$371,'Appendix D'!$A$1:$DF$336,$AG130,FALSE)","v":{"$error":"#N/A"}},{"$f":"HLOOKUP(AS$371,'Appendix D'!$A$1:$DF$336,$AG130,FALSE)","v":{"$error":"#N/A"}},{"$f":"HLOOKUP(AT$371,'Appendix D'!$A$1:$DF$336,$AG130,FALSE)","v":{"$error":"#N/A"}},{"$f":"HLOOKUP(AU$371,'Appendix D'!$A$1:$DF$336,$AG130,FALSE)","v":{"$error":"#N/A"}},{"$f":"HLOOKUP(AV$371,'Appendix D'!$A$1:$DF$336,$AG130,FALSE)","v":{"$error":"#N/A"}},{"$f":"HLOOKUP(AW$371,'Appendix D'!$A$1:$DF$336,$AG130,FALSE)","v":{"$error":"#N/A"}},{"$f":"HLOOKUP(AX$371,'Appendix D'!$A$1:$DF$336,$AG130,FALSE)","v":{"$error":"#N/A"}},{"$f":"HLOOKUP(AY$371,'Appendix D'!$A$1:$DF$336,$AG130,FALSE)","v":{"$error":"#N/A"}},{"$f":"HLOOKUP(AZ$371,'Appendix D'!$A$1:$DF$336,$AG130,FALSE)","v":{"$error":"#N/A"}},{"$f":"HLOOKUP(BA$371,'Appendix D'!$A$1:$DF$336,$AG130,FALSE)","v":{"$error":"#N/A"}},{"$f":"HLOOKUP(BB$371,'Appendix D'!$A$1:$DF$336,$AG130,FALSE)","v":{"$error":"#N/A"}},8]
[null,null,null,null,null,null,null,null,null,null,null,null,null,null,null,null,null,null,null,null,null,null,null,null,null,null,null,{"$f":"AB130+5","v":5},{"$f":"HLOOKUP(AB131,AH123:BC138,AE125,TRUE)","v":{"$error":"#REF!"}},{"$f":"HLOOKUP(AB131,AH123:BC138,AE126,TRUE)","v":{"$error":"#REF!"}},null,null,98,65,{"$f":"HLOOKUP(AI$371,'Appendix D'!$A$1:$DF$336,$AG131,FALSE)","v":{"$error":"#N/A"}},{"$f":"HLOOKUP(AJ$371,'Appendix D'!$A$1:$DF$336,$AG131,FALSE)","v":{"$error":"#N/A"}},{"$f":"HLOOKUP(AK$371,'Appendix D'!$A$1:$DF$336,$AG131,FALSE)","v":{"$error":"#N/A"}},{"$f":"HLOOKUP(AL$371,'Appendix D'!$A$1:$DF$336,$AG131,FALSE)","v":{"$error":"#N/A"}},{"$f":"HLOOKUP(AM$371,'Appendix D'!$A$1:$DF$336,$AG131,FALSE)","v":{"$error":"#N/A"}},{"$f":"HLOOKUP(AN$371,'Appendix D'!$A$1:$DF$336,$AG131,FALSE)","v":{"$error":"#N/A"}},{"$f":"HLOOKUP(AO$371,'Appendix D'!$A$1:$DF$336,$AG131,FALSE)","v":{"$error":"#N/A"}},{"$f":"HLOOKUP(AP$371,'Appendix D'!$A$1:$DF$336,$AG131,FALSE)","v":{"$error":"#N/A"}},{"$f":"HLOOKUP(AQ$371,'Appendix D'!$A$1:$DF$336,$AG131,FALSE)","v":{"$error":"#N/A"}},{"$f":"HLOOKUP(AR$371,'Appendix D'!$A$1:$DF$336,$AG131,FALSE)","v":{"$error":"#N/A"}},{"$f":"HLOOKUP(AS$371,'Appendix D'!$A$1:$DF$336,$AG131,FALSE)","v":{"$error":"#N/A"}},{"$f":"HLOOKUP(AT$371,'Appendix D'!$A$1:$DF$336,$AG131,FALSE)","v":{"$error":"#N/A"}},{"$f":"HLOOKUP(AU$371,'Appendix D'!$A$1:$DF$336,$AG131,FALSE)","v":{"$error":"#N/A"}},{"$f":"HLOOKUP(AV$371,'Appendix D'!$A$1:$DF$336,$AG131,FALSE)","v":{"$error":"#N/A"}},{"$f":"HLOOKUP(AW$371,'Appendix D'!$A$1:$DF$336,$AG131,FALSE)","v":{"$error":"#N/A"}},{"$f":"HLOOKUP(AX$371,'Appendix D'!$A$1:$DF$336,$AG131,FALSE)","v":{"$error":"#N/A"}},{"$f":"HLOOKUP(AY$371,'Appendix D'!$A$1:$DF$336,$AG131,FALSE)","v":{"$error":"#N/A"}},{"$f":"HLOOKUP(AZ$371,'Appendix D'!$A$1:$DF$336,$AG131,FALSE)","v":{"$error":"#N/A"}},{"$f":"HLOOKUP(BA$371,'Appendix D'!$A$1:$DF$336,$AG131,FALSE)","v":{"$error":"#N/A"}},{"$f":"HLOOKUP(BB$371,'Appendix D'!$A$1:$DF$336,$AG131,FALSE)","v":{"$error":"#N/A"}},9]
[null,null,null,null,null,null,null,null,null,null,null,null,null,null,null,null,null,null,null,null,null,null,null,null,null,null,null,null,null,null,null,null,99,70,{"$f":"HLOOKUP(AI$371,'Appendix D'!$A$1:$DF$336,$AG132,FALSE)","v":{"$error":"#N/A"}},{"$f":"HLOOKUP(AJ$371,'Appendix D'!$A$1:$DF$336,$AG132,FALSE)","v":{"$error":"#N/A"}},{"$f":"HLOOKUP(AK$371,'Appendix D'!$A$1:$DF$336,$AG132,FALSE)","v":{"$error":"#N/A"}},{"$f":"HLOOKUP(AL$371,'Appendix D'!$A$1:$DF$336,$AG132,FALSE)","v":{"$error":"#N/A"}},{"$f":"HLOOKUP(AM$371,'Appendix D'!$A$1:$DF$336,$AG132,FALSE)","v":{"$error":"#N/A"}},{"$f":"HLOOKUP(AN$371,'Appendix D'!$A$1:$DF$336,$AG132,FALSE)","v":{"$error":"#N/A"}},{"$f":"HLOOKUP(AO$371,'Appendix D'!$A$1:$DF$336,$AG132,FALSE)","v":{"$error":"#N/A"}},{"$f":"HLOOKUP(AP$371,'Appendix D'!$A$1:$DF$336,$AG132,FALSE)","v":{"$error":"#N/A"}},{"$f":"HLOOKUP(AQ$371,'Appendix D'!$A$1:$DF$336,$AG132,FALSE)","v":{"$error":"#N/A"}},{"$f":"HLOOKUP(AR$371,'Appendix D'!$A$1:$DF$336,$AG132,FALSE)","v":{"$error":"#N/A"}},{"$f":"HLOOKUP(AS$371,'Appendix D'!$A$1:$DF$336,$AG132,FALSE)","v":{"$error":"#N/A"}},{"$f":"HLOOKUP(AT$371,'Appendix D'!$A$1:$DF$336,$AG132,FALSE)","v":{"$error":"#N/A"}},{"$f":"HLOOKUP(AU$371,'Appendix D'!$A$1:$DF$336,$AG132,FALSE)","v":{"$error":"#N/A"}},{"$f":"HLOOKUP(AV$371,'Appendix D'!$A$1:$DF$336,$AG132,FALSE)","v":{"$error":"#N/A"}},{"$f":"HLOOKUP(AW$371,'Appendix D'!$A$1:$DF$336,$AG132,FALSE)","v":{"$error":"#N/A"}},{"$f":"HLOOKUP(AX$371,'Appendix D'!$A$1:$DF$336,$AG132,FALSE)","v":{"$error":"#N/A"}},{"$f":"HLOOKUP(AY$371,'Appendix D'!$A$1:$DF$336,$AG132,FALSE)","v":{"$error":"#N/A"}},{"$f":"HLOOKUP(AZ$371,'Appendix D'!$A$1:$DF$336,$AG132,FALSE)","v":{"$error":"#N/A"}},{"$f":"HLOOKUP(BA$371,'Appendix D'!$A$1:$DF$336,$AG132,FALSE)","v":{"$error":"#N/A"}},{"$f":"HLOOKUP(BB$371,'Appendix D'!$A$1:$DF$336,$AG132,FALSE)","v":{"$error":"#N/A"}},10]
[null,null,null,null,null,null,null,null,null,null,null,null,null,null,null,null,null,null,null,null,null,null,null,null,null,null,null,null,{"$f":"AC123","v":0},null,null,null,100,75,{"$f":"HLOOKUP(AI$371,'Appendix D'!$A$1:$DF$336,$AG133,FALSE)","v":{"$error":"#N/A"}},{"$f":"HLOOKUP(AJ$371,'Appendix D'!$A$1:$DF$336,$AG133,FALSE)","v":{"$error":"#N/A"}},{"$f":"HLOOKUP(AK$371,'Appendix D'!$A$1:$DF$336,$AG133,FALSE)","v":{"$error":"#N/A"}},{"$f":"HLOOKUP(AL$371,'Appendix D'!$A$1:$DF$336,$AG133,FALSE)","v":{"$error":"#N/A"}},{"$f":"HLOOKUP(AM$371,'Appendix D'!$A$1:$DF$336,$AG133,FALSE)","v":{"$error":"#N/A"}},{"$f":"HLOOKUP(AN$371,'Appendix D'!$A$1:$DF$336,$AG133,FALSE)","v":{"$error":"#N/A"}},{"$f":"HLOOKUP(AO$371,'Appendix D'!$A$1:$DF$336,$AG133,FALSE)","v":{"$error":"#N/A"}},{"$f":"HLOOKUP(AP$371,'Appendix D'!$A$1:$DF$336,$AG133,FALSE)","v":{"$error":"#N/A"}},{"$f":"HLOOKUP(AQ$371,'Appendix D'!$A$1:$DF$336,$AG133,FALSE)","v":{"$error":"#N/A"}},{"$f":"HLOOKUP(AR$371,'Appendix D'!$A$1:$DF$336,$AG133,FALSE)","v":{"$error":"#N/A"}},{"$f":"HLOOKUP(AS$371,'Appendix D'!$A$1:$DF$336,$AG133,FALSE)","v":{"$error":"#N/A"}},{"$f":"HLOOKUP(AT$371,'Appendix D'!$A$1:$DF$336,$AG133,FALSE)","v":{"$error":"#N/A"}},{"$f":"HLOOKUP(AU$371,'Appendix D'!$A$1:$DF$336,$AG133,FALSE)","v":{"$error":"#N/A"}},{"$f":"HLOOKUP(AV$371,'Appendix D'!$A$1:$DF$336,$AG133,FALSE)","v":{"$error":"#N/A"}},{"$f":"HLOOKUP(AW$371,'Appendix D'!$A$1:$DF$336,$AG133,FALSE)","v":{"$error":"#N/A"}},{"$f":"HLOOKUP(AX$371,'Appendix D'!$A$1:$DF$336,$AG133,FALSE)","v":{"$error":"#N/A"}},{"$f":"HLOOKUP(AY$371,'Appendix D'!$A$1:$DF$336,$AG133,FALSE)","v":{"$error":"#N/A"}},{"$f":"HLOOKUP(AZ$371,'Appendix D'!$A$1:$DF$336,$AG133,FALSE)","v":{"$error":"#N/A"}},{"$f":"HLOOKUP(BA$371,'Appendix D'!$A$1:$DF$336,$AG133,FALSE)","v":{"$error":"#N/A"}},{"$f":"HLOOKUP(BB$371,'Appendix D'!$A$1:$DF$336,$AG133,FALSE)","v":{"$error":"#N/A"}},11]
[null,null,null,null,null,null,null,null,null,null,null,null,null,null,null,null,null,null,null,null,null,null,null,null,null,null,null,{"$f":"AB130","v":0},{"$f":"(AC130+((AD130-AC130)/(AD129-AC129)*(AC123-AC129)))","v":0},null,null,null,101,80,{"$f":"HLOOKUP(AI$371,'Appendix D'!$A$1:$DF$336,$AG134,FALSE)","v":{"$error":"#N/A"}},{"$f":"HLOOKUP(AJ$371,'Appendix D'!$A$1:$DF$336,$AG134,FALSE)","v":{"$error":"#N/A"}},{"$f":"HLOOKUP(AK$371,'Appendix D'!$A$1:$DF$336,$AG134,FALSE)","v":{"$error":"#N/A"}},{"$f":"HLOOKUP(AL$371,'Appendix D'!$A$1:$DF$336,$AG134,FALSE)","v":{"$error":"#N/A"}},{"$f":"HLOOKUP(AM$371,'Appendix D'!$A$1:$DF$336,$AG134,FALSE)","v":{"$error":"#N/A"}},{"$f":"HLOOKUP(AN$371,'Appendix D'!$A$1:$DF$336,$AG134,FALSE)","v":{"$error":"#N/A"}},{"$f":"HLOOKUP(AO$371,'Appendix D'!$A$1:$DF$336,$AG134,FALSE)","v":{"$error":"#N/A"}},{"$f":"HLOOKUP(AP$371,'Appendix D'!$A$1:$DF$336,$AG134,FALSE)","v":{"$error":"#N/A"}},{"$f":"HLOOKUP(AQ$371,'Appendix D'!$A$1:$DF$336,$AG134,FALSE)","v":{"$error":"#N/A"}},{"$f":"HLOOKUP(AR$371,'Appendix D'!$A$1:$DF$336,$AG134,FALSE)","v":{"$error":"#N/A"}},{"$f":"HLOOKUP(AS$371,'Appendix D'!$A$1:$DF$336,$AG134,FALSE)","v":{"$error":"#N/A"}},{"$f":"HLOOKUP(AT$371,'Appendix D'!$A$1:$DF$336,$AG134,FALSE)","v":{"$error":"#N/A"}},{"$f":"HLOOKUP(AU$371,'Appendix D'!$A$1:$DF$336,$AG134,FALSE)","v":{"$error":"#N/A"}},{"$f":"HLOOKUP(AV$371,'Appendix D'!$A$1:$DF$336,$AG134,FALSE)","v":{"$error":"#N/A"}},{"$f":"HLOOKUP(AW$371,'Appendix D'!$A$1:$DF$336,$AG134,FALSE)","v":{"$error":"#N/A"}},{"$f":"HLOOKUP(AX$371,'Appendix D'!$A$1:$DF$336,$AG134,FALSE)","v":{"$error":"#N/A"}},{"$f":"HLOOKUP(AY$371,'Appendix D'!$A$1:$DF$336,$AG134,FALSE)","v":{"$error":"#N/A"}},{"$f":"HLOOKUP(AZ$371,'Appendix D'!$A$1:$DF$336,$AG134,FALSE)","v":{"$error":"#N/A"}},{"$f":"HLOOKUP(BA$371,'Appendix D'!$A$1:$DF$336,$AG134,FALSE)","v":{"$error":"#N/A"}},{"$f":"HLOOKUP(BB$371,'Appendix D'!$A$1:$DF$336,$AG134,FALSE)","v":{"$error":"#N/A"}},12]
[null,null,null,null,null,null,null,null,null,null,null,null,null,null,null,null,null,null,null,null,null,null,null,null,null,null,null,{"$f":"AB131","v":5},{"$f":"(AC131+((AD131-AC131)/(AD129-AC129)*(AC123-AC129)))","v":{"$error":"#REF!"}},null,null,null,102,85,{"$f":"HLOOKUP(AI$371,'Appendix D'!$A$1:$DF$336,$AG135,FALSE)","v":{"$error":"#N/A"}},{"$f":"HLOOKUP(AJ$371,'Appendix D'!$A$1:$DF$336,$AG135,FALSE)","v":{"$error":"#N/A"}},{"$f":"HLOOKUP(AK$371,'Appendix D'!$A$1:$DF$336,$AG135,FALSE)","v":{"$error":"#N/A"}},{"$f":"HLOOKUP(AL$371,'Appendix D'!$A$1:$DF$336,$AG135,FALSE)","v":{"$error":"#N/A"}},{"$f":"HLOOKUP(AM$371,'Appendix D'!$A$1:$DF$336,$AG135,FALSE)","v":{"$error":"#N/A"}},{"$f":"HLOOKUP(AN$371,'Appendix D'!$A$1:$DF$336,$AG135,FALSE)","v":{"$error":"#N/A"}},{"$f":"HLOOKUP(AO$371,'Appendix D'!$A$1:$DF$336,$AG135,FALSE)","v":{"$error":"#N/A"}},{"$f":"HLOOKUP(AP$371,'Appendix D'!$A$1:$DF$336,$AG135,FALSE)","v":{"$error":"#N/A"}},{"$f":"HLOOKUP(AQ$371,'Appendix D'!$A$1:$DF$336,$AG135,FALSE)","v":{"$error":"#N/A"}},{"$f":"HLOOKUP(AR$371,'Appendix D'!$A$1:$DF$336,$AG135,FALSE)","v":{"$error":"#N/A"}},{"$f":"HLOOKUP(AS$371,'Appendix D'!$A$1:$DF$336,$AG135,FALSE)","v":{"$error":"#N/A"}},{"$f":"HLOOKUP(AT$371,'Appendix D'!$A$1:$DF$336,$AG135,FALSE)","v":{"$error":"#N/A"}},{"$f":"HLOOKUP(AU$371,'Appendix D'!$A$1:$DF$336,$AG135,FALSE)","v":{"$error":"#N/A"}},{"$f":"HLOOKUP(AV$371,'Appendix D'!$A$1:$DF$336,$AG135,FALSE)","v":{"$error":"#N/A"}},{"$f":"HLOOKUP(AW$371,'Appendix D'!$A$1:$DF$336,$AG135,FALSE)","v":{"$error":"#N/A"}},{"$f":"HLOOKUP(AX$371,'Appendix D'!$A$1:$DF$336,$AG135,FALSE)","v":{"$error":"#N/A"}},{"$f":"HLOOKUP(AY$371,'Appendix D'!$A$1:$DF$336,$AG135,FALSE)","v":{"$error":"#N/A"}},{"$f":"HLOOKUP(AZ$371,'Appendix D'!$A$1:$DF$336,$AG135,FALSE)","v":{"$error":"#N/A"}},{"$f":"HLOOKUP(BA$371,'Appendix D'!$A$1:$DF$336,$AG135,FALSE)","v":{"$error":"#N/A"}},{"$f":"HLOOKUP(BB$371,'Appendix D'!$A$1:$DF$336,$AG135,FALSE)","v":{"$error":"#N/A"}},13]
[null,null,null,null,null,null,null,null,null,null,null,null,null,null,null,null,null,null,null,null,null,null,null,null,null,null,null,null,null,null,null,null,103,90,{"$f":"HLOOKUP(AI$371,'Appendix D'!$A$1:$DF$336,$AG136,FALSE)","v":{"$error":"#N/A"}},{"$f":"HLOOKUP(AJ$371,'Appendix D'!$A$1:$DF$336,$AG136,FALSE)","v":{"$error":"#N/A"}},{"$f":"HLOOKUP(AK$371,'Appendix D'!$A$1:$DF$336,$AG136,FALSE)","v":{"$error":"#N/A"}},{"$f":"HLOOKUP(AL$371,'Appendix D'!$A$1:$DF$336,$AG136,FALSE)","v":{"$error":"#N/A"}},{"$f":"HLOOKUP(AM$371,'Appendix D'!$A$1:$DF$336,$AG136,FALSE)","v":{"$error":"#N/A"}},{"$f":"HLOOKUP(AN$371,'Appendix D'!$A$1:$DF$336,$AG136,FALSE)","v":{"$error":"#N/A"}},{"$f":"HLOOKUP(AO$371,'Appendix D'!$A$1:$DF$336,$AG136,FALSE)","v":{"$error":"#N/A"}},{"$f":"HLOOKUP(AP$371,'Appendix D'!$A$1:$DF$336,$AG136,FALSE)","v":{"$error":"#N/A"}},{"$f":"HLOOKUP(AQ$371,'Appendix D'!$A$1:$DF$336,$AG136,FALSE)","v":{"$error":"#N/A"}},{"$f":"HLOOKUP(AR$371,'Appendix D'!$A$1:$DF$336,$AG136,FALSE)","v":{"$error":"#N/A"}},{"$f":"HLOOKUP(AS$371,'Appendix D'!$A$1:$DF$336,$AG136,FALSE)","v":{"$error":"#N/A"}},{"$f":"HLOOKUP(AT$371,'Appendix D'!$A$1:$DF$336,$AG136,FALSE)","v":{"$error":"#N/A"}},{"$f":"HLOOKUP(AU$371,'Appendix D'!$A$1:$DF$336,$AG136,FALSE)","v":{"$error":"#N/A"}},{"$f":"HLOOKUP(AV$371,'Appendix D'!$A$1:$DF$336,$AG136,FALSE)","v":{"$error":"#N/A"}},{"$f":"HLOOKUP(AW$371,'Appendix D'!$A$1:$DF$336,$AG136,FALSE)","v":{"$error":"#N/A"}},{"$f":"HLOOKUP(AX$371,'Appendix D'!$A$1:$DF$336,$AG136,FALSE)","v":{"$error":"#N/A"}},{"$f":"HLOOKUP(AY$371,'Appendix D'!$A$1:$DF$336,$AG136,FALSE)","v":{"$error":"#N/A"}},{"$f":"HLOOKUP(AZ$371,'Appendix D'!$A$1:$DF$336,$AG136,FALSE)","v":{"$error":"#N/A"}},{"$f":"HLOOKUP(BA$371,'Appendix D'!$A$1:$DF$336,$AG136,FALSE)","v":{"$error":"#N/A"}},{"$f":"HLOOKUP(BB$371,'Appendix D'!$A$1:$DF$336,$AG136,FALSE)","v":{"$error":"#N/A"}},14]
[null,null,null,null,null,null,null,null,null,null,null,null,null,null,null,null,null,null,null,null,null,null,null,null,null,null,null,null,{"$f":"AC133","v":0},null,null,null,104,95,{"$f":"HLOOKUP(AI$371,'Appendix D'!$A$1:$DF$336,$AG137,FALSE)","v":{"$error":"#N/A"}},{"$f":"HLOOKUP(AJ$371,'Appendix D'!$A$1:$DF$336,$AG137,FALSE)","v":{"$error":"#N/A"}},{"$f":"HLOOKUP(AK$371,'Appendix D'!$A$1:$DF$336,$AG137,FALSE)","v":{"$error":"#N/A"}},{"$f":"HLOOKUP(AL$371,'Appendix D'!$A$1:$DF$336,$AG137,FALSE)","v":{"$error":"#N/A"}},{"$f":"HLOOKUP(AM$371,'Appendix D'!$A$1:$DF$336,$AG137,FALSE)","v":{"$error":"#N/A"}},{"$f":"HLOOKUP(AN$371,'Appendix D'!$A$1:$DF$336,$AG137,FALSE)","v":{"$error":"#N/A"}},{"$f":"HLOOKUP(AO$371,'Appendix D'!$A$1:$DF$336,$AG137,FALSE)","v":{"$error":"#N/A"}},{"$f":"HLOOKUP(AP$371,'Appendix D'!$A$1:$DF$336,$AG137,FALSE)","v":{"$error":"#N/A"}},{"$f":"HLOOKUP(AQ$371,'Appendix D'!$A$1:$DF$336,$AG137,FALSE)","v":{"$error":"#N/A"}},{"$f":"HLOOKUP(AR$371,'Appendix D'!$A$1:$DF$336,$AG137,FALSE)","v":{"$error":"#N/A"}},{"$f":"HLOOKUP(AS$371,'Appendix D'!$A$1:$DF$336,$AG137,FALSE)","v":{"$error":"#N/A"}},{"$f":"HLOOKUP(AT$371,'Appendix D'!$A$1:$DF$336,$AG137,FALSE)","v":{"$error":"#N/A"}},{"$f":"HLOOKUP(AU$371,'Appendix D'!$A$1:$DF$336,$AG137,FALSE)","v":{"$error":"#N/A"}},{"$f":"HLOOKUP(AV$371,'Appendix D'!$A$1:$DF$336,$AG137,FALSE)","v":{"$error":"#N/A"}},{"$f":"HLOOKUP(AW$371,'Appendix D'!$A$1:$DF$336,$AG137,FALSE)","v":{"$error":"#N/A"}},{"$f":"HLOOKUP(AX$371,'Appendix D'!$A$1:$DF$336,$AG137,FALSE)","v":{"$error":"#N/A"}},{"$f":"HLOOKUP(AY$371,'Appendix D'!$A$1:$DF$336,$AG137,FALSE)","v":{"$error":"#N/A"}},{"$f":"HLOOKUP(AZ$371,'Appendix D'!$A$1:$DF$336,$AG137,FALSE)","v":{"$error":"#N/A"}},{"$f":"HLOOKUP(BA$371,'Appendix D'!$A$1:$DF$336,$AG137,FALSE)","v":{"$error":"#N/A"}},{"$f":"HLOOKUP(BB$371,'Appendix D'!$A$1:$DF$336,$AG137,FALSE)","v":{"$error":"#N/A"}},15]
[null,null,null,null,null,null,null,null,null,null,null,null,null,null,null,null,null,null,null,null,null,null,null,null,null,null,null,{"$f":"AD123","v":5},{"$f":"(AC134+((AC135-AC134)/(AB135-AB134)*(AB138-AB134)))","v":{"$error":"#REF!"}},null,null,null,105,98,{"$f":"HLOOKUP(AI$371,'Appendix D'!$A$1:$DF$336,$AG138,FALSE)","v":{"$error":"#N/A"}},{"$f":"HLOOKUP(AJ$371,'Appendix D'!$A$1:$DF$336,$AG138,FALSE)","v":{"$error":"#N/A"}},{"$f":"HLOOKUP(AK$371,'Appendix D'!$A$1:$DF$336,$AG138,FALSE)","v":{"$error":"#N/A"}},{"$f":"HLOOKUP(AL$371,'Appendix D'!$A$1:$DF$336,$AG138,FALSE)","v":{"$error":"#N/A"}},{"$f":"HLOOKUP(AM$371,'Appendix D'!$A$1:$DF$336,$AG138,FALSE)","v":{"$error":"#N/A"}},{"$f":"HLOOKUP(AN$371,'Appendix D'!$A$1:$DF$336,$AG138,FALSE)","v":{"$error":"#N/A"}},{"$f":"HLOOKUP(AO$371,'Appendix D'!$A$1:$DF$336,$AG138,FALSE)","v":{"$error":"#N/A"}},{"$f":"HLOOKUP(AP$371,'Appendix D'!$A$1:$DF$336,$AG138,FALSE)","v":{"$error":"#N/A"}},{"$f":"HLOOKUP(AQ$371,'Appendix D'!$A$1:$DF$336,$AG138,FALSE)","v":{"$error":"#N/A"}},{"$f":"HLOOKUP(AR$371,'Appendix D'!$A$1:$DF$336,$AG138,FALSE)","v":{"$error":"#N/A"}},{"$f":"HLOOKUP(AS$371,'Appendix D'!$A$1:$DF$336,$AG138,FALSE)","v":{"$error":"#N/A"}},{"$f":"HLOOKUP(AT$371,'Appendix D'!$A$1:$DF$336,$AG138,FALSE)","v":{"$error":"#N/A"}},{"$f":"HLOOKUP(AU$371,'Appendix D'!$A$1:$DF$336,$AG138,FALSE)","v":{"$error":"#N/A"}},{"$f":"HLOOKUP(AV$371,'Appendix D'!$A$1:$DF$336,$AG138,FALSE)","v":{"$error":"#N/A"}},{"$f":"HLOOKUP(AW$371,'Appendix D'!$A$1:$DF$336,$AG138,FALSE)","v":{"$error":"#N/A"}},{"$f":"HLOOKUP(AX$371,'Appendix D'!$A$1:$DF$336,$AG138,FALSE)","v":{"$error":"#N/A"}},{"$f":"HLOOKUP(AY$371,'Appendix D'!$A$1:$DF$336,$AG138,FALSE)","v":{"$error":"#N/A"}},{"$f":"HLOOKUP(AZ$371,'Appendix D'!$A$1:$DF$336,$AG138,FALSE)","v":{"$error":"#N/A"}},{"$f":"HLOOKUP(BA$371,'Appendix D'!$A$1:$DF$336,$AG138,FALSE)","v":{"$error":"#N/A"}},{"$f":"HLOOKUP(BB$371,'Appendix D'!$A$1:$DF$336,$AG138,FALSE)","v":{"$error":"#N/A"}},16]
[]
[null,null,null,null,null,null,null,null,null,null,null,null,null,null,null,null,null,null,null,null,null,null,null,null,null,null,null,"1.50 INCH RETENTION EFFICIENCY INTERPOLATION",null,null,null,null,null,{"$f":"$AH$25","v":0},null,null,null,null,"Mean Annual Mass Removal Efficiencies for 1.50-inches of Retention "]
[]
[null,null,null,null,null,null,null,null,null,null,null,null,null,null,null,null,null,null,null,null,null,null,null,null,null,null,null,"POST","CN","DCIA"]
[null,null,null,null,null,null,null,null,null,null,null,null,null,null,null,null,null,null,null,null,null,null,null,null,null,null,null,null,null,null,null,null,null,"NDCIA CN","Percent DCIA"]
[null,null,null,null,null,null,null,null,null,null,null,null,null,null,null,null,null,null,null,null,null,null,null,null,null,null,null,null,{"$f":"'Watershed Characteristics'!$AA$47","v":0},{"$f":"IF('Watershed Characteristics'!$AA$48<5, 5, 'Watershed Characteristics'!$AA$48)","v":5},null,null,null,null,5,10,15,20,25,30,35,40,45,50,55,60,65,70,75,80,85,90,95,100]
[null,null,null,null,null,null,null,null,null,null,null,null,null,null,null,null,null,null,null,null,null,null,null,null,null,null,null,null,null,null,null,null,112,30,{"$f":"HLOOKUP(AI$371,'Appendix D'!$A$1:$DF$336,$AG145,FALSE)","v":{"$error":"#N/A"}},{"$f":"HLOOKUP(AJ$371,'Appendix D'!$A$1:$DF$336,$AG145,FALSE)","v":{"$error":"#N/A"}},{"$f":"HLOOKUP(AK$371,'Appendix D'!$A$1:$DF$336,$AG145,FALSE)","v":{"$error":"#N/A"}},{"$f":"HLOOKUP(AL$371,'Appendix D'!$A$1:$DF$336,$AG145,FALSE)","v":{"$error":"#N/A"}},{"$f":"HLOOKUP(AM$371,'Appendix D'!$A$1:$DF$336,$AG145,FALSE)","v":{"$error":"#N/A"}},{"$f":"HLOOKUP(AN$371,'Appendix D'!$A$1:$DF$336,$AG145,FALSE)","v":{"$error":"#N/A"}},{"$f":"HLOOKUP(AO$371,'Appendix D'!$A$1:$DF$336,$AG145,FALSE)","v":{"$error":"#N/A"}},{"$f":"HLOOKUP(AP$371,'Appendix D'!$A$1:$DF$336,$AG145,FALSE)","v":{"$error":"#N/A"}},{"$f":"HLOOKUP(AQ$371,'Appendix D'!$A$1:$DF$336,$AG145,FALSE)","v":{"$error":"#N/A"}},{"$f":"HLOOKUP(AR$371,'Appendix D'!$A$1:$DF$336,$AG145,FALSE)","v":{"$error":"#N/A"}},{"$f":"HLOOKUP(AS$371,'Appendix D'!$A$1:$DF$336,$AG145,FALSE)","v":{"$error":"#N/A"}},{"$f":"HLOOKUP(AT$371,'Appendix D'!$A$1:$DF$336,$AG145,FALSE)","v":{"$error":"#N/A"}},{"$f":"HLOOKUP(AU$371,'Appendix D'!$A$1:$DF$336,$AG145,FALSE)","v":{"$error":"#N/A"}},{"$f":"HLOOKUP(AV$371,'Appendix D'!$A$1:$DF$336,$AG145,FALSE)","v":{"$error":"#N/A"}},{"$f":"HLOOKUP(AW$371,'Appendix D'!$A$1:$DF$336,$AG145,FALSE)","v":{"$error":"#N/A"}},{"$f":"HLOOKUP(AX$371,'Appendix D'!$A$1:$DF$336,$AG145,FALSE)","v":{"$error":"#N/A"}},{"$f":"HLOOKUP(AY$371,'Appendix D'!$A$1:$DF$336,$AG145,FALSE)","v":{"$error":"#N/A"}},{"$f":"HLOOKUP(AZ$371,'Appendix D'!$A$1:$DF$336,$AG145,FALSE)","v":{"$error":"#N/A"}},{"$f":"HLOOKUP(BA$371,'Appendix D'!$A$1:$DF$336,$AG145,FALSE)","v":{"$error":"#N/A"}},{"$f":"HLOOKUP(BB$371,'Appendix D'!$A$1:$DF$336,$AG145,FALSE)","v":{"$error":"#N/A"}},2]
[null,null,null,null,null,null,null,null,null,null,null,null,null,null,null,null,null,null,null,null,null,null,null,null,null,null,null,"R.Down:",{"$f":"(ROUNDDOWN(AC144/10,0)*10)","v":0},{"$f":"(ROUNDDOWN(AD144/10,0)*10)","v":0},{"$f":"AE41","v":{"$error":"#N/A"}},null,113,35,{"$f":"HLOOKUP(AI$371,'Appendix D'!$A$1:$DF$336,$AG146,FALSE)","v":{"$error":"#N/A"}},{"$f":"HLOOKUP(AJ$371,'Appendix D'!$A$1:$DF$336,$AG146,FALSE)","v":{"$error":"#N/A"}},{"$f":"HLOOKUP(AK$371,'Appendix D'!$A$1:$DF$336,$AG146,FALSE)","v":{"$error":"#N/A"}},{"$f":"HLOOKUP(AL$371,'Appendix D'!$A$1:$DF$336,$AG146,FALSE)","v":{"$error":"#N/A"}},{"$f":"HLOOKUP(AM$371,'Appendix D'!$A$1:$DF$336,$AG146,FALSE)","v":{"$error":"#N/A"}},{"$f":"HLOOKUP(AN$371,'Appendix D'!$A$1:$DF$336,$AG146,FALSE)","v":{"$error":"#N/A"}},{"$f":"HLOOKUP(AO$371,'Appendix D'!$A$1:$DF$336,$AG146,FALSE)","v":{"$error":"#N/A"}},{"$f":"HLOOKUP(AP$371,'Appendix D'!$A$1:$DF$336,$AG146,FALSE)","v":{"$error":"#N/A"}},{"$f":"HLOOKUP(AQ$371,'Appendix D'!$A$1:$DF$336,$AG146,FALSE)","v":{"$error":"#N/A"}},{"$f":"HLOOKUP(AR$371,'Appendix D'!$A$1:$DF$336,$AG146,FALSE)","v":{"$error":"#N/A"}},{"$f":"HLOOKUP(AS$371,'Appendix D'!$A$1:$DF$336,$AG146,FALSE)","v":{"$error":"#N/A"}},{"$f":"HLOOKUP(AT$371,'Appendix D'!$A$1:$DF$336,$AG146,FALSE)","v":{"$error":"#N/A"}},{"$f":"HLOOKUP(AU$371,'Appendix D'!$A$1:$DF$336,$AG146,FALSE)","v":{"$error":"#N/A"}},{"$f":"HLOOKUP(AV$371,'Appendix D'!$A$1:$DF$336,$AG146,FALSE)","v":{"$error":"#N/A"}},{"$f":"HLOOKUP(AW$371,'Appendix D'!$A$1:$DF$336,$AG146,FALSE)","v":{"$error":"#N/A"}},{"$f":"HLOOKUP(AX$371,'Appendix D'!$A$1:$DF$336,$AG146,FALSE)","v":{"$error":"#N/A"}},{"$f":"HLOOKUP(AY$371,'Appendix D'!$A$1:$DF$336,$AG146,FALSE)","v":{"$error":"#N/A"}},{"$f":"HLOOKUP(AZ$371,'Appendix D'!$A$1:$DF$336,$AG146,FALSE)","v":{"$error":"#N/A"}},{"$f":"HLOOKUP(BA$371,'Appendix D'!$A$1:$DF$336,$AG146,FALSE)","v":{"$error":"#N/A"}},{"$f":"HLOOKUP(BB$371,'Appendix D'!$A$1:$DF$336,$AG146,FALSE)","v":{"$error":"#N/A"}},3]
[null,null,null,null,null,null,null,null,null,null,null,null,null,null,null,null,null,null,null,null,null,null,null,null,null,null,null,"Diff:",{"$f":"AC144-AC146","v":0},{"$f":"AD144-AD146","v":5},{"$f":"AE42","v":{"$error":"#N/A"}},null,114,40,{"$f":"HLOOKUP(AI$371,'Appendix D'!$A$1:$DF$336,$AG147,FALSE)","v":{"$error":"#N/A"}},{"$f":"HLOOKUP(AJ$371,'Appendix D'!$A$1:$DF$336,$AG147,FALSE)","v":{"$error":"#N/A"}},{"$f":"HLOOKUP(AK$371,'Appendix D'!$A$1:$DF$336,$AG147,FALSE)","v":{"$error":"#N/A"}},{"$f":"HLOOKUP(AL$371,'Appendix D'!$A$1:$DF$336,$AG147,FALSE)","v":{"$error":"#N/A"}},{"$f":"HLOOKUP(AM$371,'Appendix D'!$A$1:$DF$336,$AG147,FALSE)","v":{"$error":"#N/A"}},{"$f":"HLOOKUP(AN$371,'Appendix D'!$A$1:$DF$336,$AG147,FALSE)","v":{"$error":"#N/A"}},{"$f":"HLOOKUP(AO$371,'Appendix D'!$A$1:$DF$336,$AG147,FALSE)","v":{"$error":"#N/A"}},{"$f":"HLOOKUP(AP$371,'Appendix D'!$A$1:$DF$336,$AG147,FALSE)","v":{"$error":"#N/A"}},{"$f":"HLOOKUP(AQ$371,'Appendix D'!$A$1:$DF$336,$AG147,FALSE)","v":{"$error":"#N/A"}},{"$f":"HLOOKUP(AR$371,'Appendix D'!$A$1:$DF$336,$AG147,FALSE)","v":{"$error":"#N/A"}},{"$f":"HLOOKUP(AS$371,'Appendix D'!$A$1:$DF$336,$AG147,FALSE)","v":{"$error":"#N/A"}},{"$f":"HLOOKUP(AT$371,'Appendix D'!$A$1:$DF$336,$AG147,FALSE)","v":{"$error":"#N/A"}},{"$f":"HLOOKUP(AU$371,'Appendix D'!$A$1:$DF$336,$AG147,FALSE)","v":{"$error":"#N/A"}},{"$f":"HLOOKUP(AV$371,'Appendix D'!$A$1:$DF$336,$AG147,FALSE)","v":{"$error":"#N/A"}},{"$f":"HLOOKUP(AW$371,'Appendix D'!$A$1:$DF$336,$AG147,FALSE)","v":{"$error":"#N/A"}},{"$f":"HLOOKUP(AX$371,'Appendix D'!$A$1:$DF$336,$AG147,FALSE)","v":{"$error":"#N/A"}},{"$f":"HLOOKUP(AY$371,'Appendix D'!$A$1:$DF$336,$AG147,FALSE)","v":{"$error":"#N/A"}},{"$f":"HLOOKUP(AZ$371,'Appendix D'!$A$1:$DF$336,$AG147,FALSE)","v":{"$error":"#N/A"}},{"$f":"HLOOKUP(BA$371,'Appendix D'!$A$1:$DF$336,$AG147,FALSE)","v":{"$error":"#N/A"}},{"$f":"HLOOKUP(BB$371,'Appendix D'!$A$1:$DF$336,$AG147,FALSE)","v":{"$error":"#N/A"}},4]
[null,null,null,null,null,null,null,null,null,null,null,null,null,null,null,null,null,null,null,null,null,null,null,null,null,null,null,null,null,null,{"$f":"AE43","v":{"$error":"#N/A"}},null,115,45,{"$f":"HLOOKUP(AI$371,'Appendix D'!$A$1:$DF$336,$AG148,FALSE)","v":{"$error":"#N/A"}},{"$f":"HLOOKUP(AJ$371,'Appendix D'!$A$1:$DF$336,$AG148,FALSE)","v":{"$error":"#N/A"}},{"$f":"HLOOKUP(AK$371,'Appendix D'!$A$1:$DF$336,$AG148,FALSE)","v":{"$error":"#N/A"}},{"$f":"HLOOKUP(AL$371,'Appendix D'!$A$1:$DF$336,$AG148,FALSE)","v":{"$error":"#N/A"}},{"$f":"HLOOKUP(AM$371,'Appendix D'!$A$1:$DF$336,$AG148,FALSE)","v":{"$error":"#N/A"}},{"$f":"HLOOKUP(AN$371,'Appendix D'!$A$1:$DF$336,$AG148,FALSE)","v":{"$error":"#N/A"}},{"$f":"HLOOKUP(AO$371,'Appendix D'!$A$1:$DF$336,$AG148,FALSE)","v":{"$error":"#N/A"}},{"$f":"HLOOKUP(AP$371,'Appendix D'!$A$1:$DF$336,$AG148,FALSE)","v":{"$error":"#N/A"}},{"$f":"HLOOKUP(AQ$371,'Appendix D'!$A$1:$DF$336,$AG148,FALSE)","v":{"$error":"#N/A"}},{"$f":"HLOOKUP(AR$371,'Appendix D'!$A$1:$DF$336,$AG148,FALSE)","v":{"$error":"#N/A"}},{"$f":"HLOOKUP(AS$371,'Appendix D'!$A$1:$DF$336,$AG148,FALSE)","v":{"$error":"#N/A"}},{"$f":"HLOOKUP(AT$371,'Appendix D'!$A$1:$DF$336,$AG148,FALSE)","v":{"$error":"#N/A"}},{"$f":"HLOOKUP(AU$371,'Appendix D'!$A$1:$DF$336,$AG148,FALSE)","v":{"$error":"#N/A"}},{"$f":"HLOOKUP(AV$371,'Appendix D'!$A$1:$DF$336,$AG148,FALSE)","v":{"$error":"#N/A"}},{"$f":"HLOOKUP(AW$371,'Appendix D'!$A$1:$DF$336,$AG148,FALSE)","v":{"$error":"#N/A"}},{"$f":"HLOOKUP(AX$371,'Appendix D'!$A$1:$DF$336,$AG148,FALSE)","v":{"$error":"#N/A"}},{"$f":"HLOOKUP(AY$371,'Appendix D'!$A$1:$DF$336,$AG148,FALSE)","v":{"$error":"#N/A"}},{"$f":"HLOOKUP(AZ$371,'Appendix D'!$A$1:$DF$336,$AG148,FALSE)","v":{"$error":"#N/A"}},{"$f":"HLOOKUP(BA$371,'Appendix D'!$A$1:$DF$336,$AG148,FALSE)","v":{"$error":"#N/A"}},{"$f":"HLOOKUP(BB$371,'Appendix D'!$A$1:$DF$336,$AG148,FALSE)","v":{"$error":"#N/A"}},5]
[null,null,null,null,null,null,null,null,null,null,null,null,null,null,null,null,null,null,null,null,null,null,null,null,null,null,null,null,null,null,{"$f":"AE44","v":{"$error":"#N/A"}},null,116,50,{"$f":"HLOOKUP(AI$371,'Appendix D'!$A$1:$DF$336,$AG149,FALSE)","v":{"$error":"#N/A"}},{"$f":"HLOOKUP(AJ$371,'Appendix D'!$A$1:$DF$336,$AG149,FALSE)","v":{"$error":"#N/A"}},{"$f":"HLOOKUP(AK$371,'Appendix D'!$A$1:$DF$336,$AG149,FALSE)","v":{"$error":"#N/A"}},{"$f":"HLOOKUP(AL$371,'Appendix D'!$A$1:$DF$336,$AG149,FALSE)","v":{"$error":"#N/A"}},{"$f":"HLOOKUP(AM$371,'Appendix D'!$A$1:$DF$336,$AG149,FALSE)","v":{"$error":"#N/A"}},{"$f":"HLOOKUP(AN$371,'Appendix D'!$A$1:$DF$336,$AG149,FALSE)","v":{"$error":"#N/A"}},{"$f":"HLOOKUP(AO$371,'Appendix D'!$A$1:$DF$336,$AG149,FALSE)","v":{"$error":"#N/A"}},{"$f":"HLOOKUP(AP$371,'Appendix D'!$A$1:$DF$336,$AG149,FALSE)","v":{"$error":"#N/A"}},{"$f":"HLOOKUP(AQ$371,'Appendix D'!$A$1:$DF$336,$AG149,FALSE)","v":{"$error":"#N/A"}},{"$f":"HLOOKUP(AR$371,'Appendix D'!$A$1:$DF$336,$AG149,FALSE)","v":{"$error":"#N/A"}},{"$f":"HLOOKUP(AS$371,'Appendix D'!$A$1:$DF$336,$AG149,FALSE)","v":{"$error":"#N/A"}},{"$f":"HLOOKUP(AT$371,'Appendix D'!$A$1:$DF$336,$AG149,FALSE)","v":{"$error":"#N/A"}},{"$f":"HLOOKUP(AU$371,'Appendix D'!$A$1:$DF$336,$AG149,FALSE)","v":{"$error":"#N/A"}},{"$f":"HLOOKUP(AV$371,'Appendix D'!$A$1:$DF$336,$AG149,FALSE)","v":{"$error":"#N/A"}},{"$f":"HLOOKUP(AW$371,'Appendix D'!$A$1:$DF$336,$AG149,FALSE)","v":{"$error":"#N/A"}},{"$f":"HLOOKUP(AX$371,'Appendix D'!$A$1:$DF$336,$AG149,FALSE)","v":{"$error":"#N/A"}},{"$f":"HLOOKUP(AY$371,'Appendix D'!$A$1:$DF$336,$AG149,FALSE)","v":{"$error":"#N/A"}},{"$f":"HLOOKUP(AZ$371,'Appendix D'!$A$1:$DF$336,$AG149,FALSE)","v":{"$error":"#N/A"}},{"$f":"HLOOKUP(BA$371,'Appendix D'!$A$1:$DF$336,$AG149,FALSE)","v":{"$error":"#N/A"}},{"$f":"HLOOKUP(BB$371,'Appendix D'!$A$1:$DF$336,$AG149,FALSE)","v":{"$error":"#N/A"}},6]
[null,null,null,null,null,null,null,null,null,null,null,null,null,null,null,null,null,null,null,null,null,null,null,null,null,null,null,null,{"$f":"IF(AC147>5,AC146+5,AC146)","v":0},{"$f":"IF(AC144>95,98,AC150+5)","v":5},null,null,117,55,{"$f":"HLOOKUP(AI$371,'Appendix D'!$A$1:$DF$336,$AG150,FALSE)","v":{"$error":"#N/A"}},{"$f":"HLOOKUP(AJ$371,'Appendix D'!$A$1:$DF$336,$AG150,FALSE)","v":{"$error":"#N/A"}},{"$f":"HLOOKUP(AK$371,'Appendix D'!$A$1:$DF$336,$AG150,FALSE)","v":{"$error":"#N/A"}},{"$f":"HLOOKUP(AL$371,'Appendix D'!$A$1:$DF$336,$AG150,FALSE)","v":{"$error":"#N/A"}},{"$f":"HLOOKUP(AM$371,'Appendix D'!$A$1:$DF$336,$AG150,FALSE)","v":{"$error":"#N/A"}},{"$f":"HLOOKUP(AN$371,'Appendix D'!$A$1:$DF$336,$AG150,FALSE)","v":{"$error":"#N/A"}},{"$f":"HLOOKUP(AO$371,'Appendix D'!$A$1:$DF$336,$AG150,FALSE)","v":{"$error":"#N/A"}},{"$f":"HLOOKUP(AP$371,'Appendix D'!$A$1:$DF$336,$AG150,FALSE)","v":{"$error":"#N/A"}},{"$f":"HLOOKUP(AQ$371,'Appendix D'!$A$1:$DF$336,$AG150,FALSE)","v":{"$error":"#N/A"}},{"$f":"HLOOKUP(AR$371,'Appendix D'!$A$1:$DF$336,$AG150,FALSE)","v":{"$error":"#N/A"}},{"$f":"HLOOKUP(AS$371,'Appendix D'!$A$1:$DF$336,$AG150,FALSE)","v":{"$error":"#N/A"}},{"$f":"HLOOKUP(AT$371,'Appendix D'!$A$1:$DF$336,$AG150,FALSE)","v":{"$error":"#N/A"}},{"$f":"HLOOKUP(AU$371,'Appendix D'!$A$1:$DF$336,$AG150,FALSE)","v":{"$error":"#N/A"}},{"$f":"HLOOKUP(AV$371,'Appendix D'!$A$1:$DF$336,$AG150,FALSE)","v":{"$error":"#N/A"}},{"$f":"HLOOKUP(AW$371,'Appendix D'!$A$1:$DF$336,$AG150,FALSE)","v":{"$error":"#N/A"}},{"$f":"HLOOKUP(AX$371,'Appendix D'!$A$1:$DF$336,$AG150,FALSE)","v":{"$error":"#N/A"}},{"$f":"HLOOKUP(AY$371,'Appendix D'!$A$1:$DF$336,$AG150,FALSE)","v":{"$error":"#N/A"}},{"$f":"HLOOKUP(AZ$371,'Appendix D'!$A$1:$DF$336,$AG150,FALSE)","v":{"$error":"#N/A"}},{"$f":"HLOOKUP(BA$371,'Appendix D'!$A$1:$DF$336,$AG150,FALSE)","v":{"$error":"#N/A"}},{"$f":"HLOOKUP(BB$371,'Appendix D'!$A$1:$DF$336,$AG150,FALSE)","v":{"$error":"#N/A"}},7]
[null,null,null,null,null,null,null,null,null,null,null,null,null,null,null,null,null,null,null,null,null,null,null,null,null,null,null,{"$f":"IF(AD147>5,AD146+5,AD146)","v":0},{"$f":"IF(AB151=0,0,HLOOKUP(AB151,AH144:BC159,AE146,TRUE))","v":0},{"$f":"IF(AB151=0,0,HLOOKUP(AB151,AH144:BC159,AE147,TRUE))","v":0},null,null,118,60,{"$f":"HLOOKUP(AI$371,'Appendix D'!$A$1:$DF$336,$AG151,FALSE)","v":{"$error":"#N/A"}},{"$f":"HLOOKUP(AJ$371,'Appendix D'!$A$1:$DF$336,$AG151,FALSE)","v":{"$error":"#N/A"}},{"$f":"HLOOKUP(AK$371,'Appendix D'!$A$1:$DF$336,$AG151,FALSE)","v":{"$error":"#N/A"}},{"$f":"HLOOKUP(AL$371,'Appendix D'!$A$1:$DF$336,$AG151,FALSE)","v":{"$error":"#N/A"}},{"$f":"HLOOKUP(AM$371,'Appendix D'!$A$1:$DF$336,$AG151,FALSE)","v":{"$error":"#N/A"}},{"$f":"HLOOKUP(AN$371,'Appendix D'!$A$1:$DF$336,$AG151,FALSE)","v":{"$error":"#N/A"}},{"$f":"HLOOKUP(AO$371,'Appendix D'!$A$1:$DF$336,$AG151,FALSE)","v":{"$error":"#N/A"}},{"$f":"HLOOKUP(AP$371,'Appendix D'!$A$1:$DF$336,$AG151,FALSE)","v":{"$error":"#N/A"}},{"$f":"HLOOKUP(AQ$371,'Appendix D'!$A$1:$DF$336,$AG151,FALSE)","v":{"$error":"#N/A"}},{"$f":"HLOOKUP(AR$371,'Appendix D'!$A$1:$DF$336,$AG151,FALSE)","v":{"$error":"#N/A"}},{"$f":"HLOOKUP(AS$371,'Appendix D'!$A$1:$DF$336,$AG151,FALSE)","v":{"$error":"#N/A"}},{"$f":"HLOOKUP(AT$371,'Appendix D'!$A$1:$DF$336,$AG151,FALSE)","v":{"$error":"#N/A"}},{"$f":"HLOOKUP(AU$371,'Appendix D'!$A$1:$DF$336,$AG151,FALSE)","v":{"$error":"#N/A"}},{"$f":"HLOOKUP(AV$371,'Appendix D'!$A$1:$DF$336,$AG151,FALSE)","v":{"$error":"#N/A"}},{"$f":"HLOOKUP(AW$371,'Appendix D'!$A$1:$DF$336,$AG151,FALSE)","v":{"$error":"#N/A"}},{"$f":"HLOOKUP(AX$371,'Appendix D'!$A$1:$DF$336,$AG151,FALSE)","v":{"$error":"#N/A"}},{"$f":"HLOOKUP(AY$371,'Appendix D'!$A$1:$DF$336,$AG151,FALSE)","v":{"$error":"#N/A"}},{"$f":"HLOOKUP(AZ$371,'Appendix D'!$A$1:$DF$336,$AG151,FALSE)","v":{"$error":"#N/A"}},{"$f":"HLOOKUP(BA$371,'Appendix D'!$A$1:$DF$336,$AG151,FALSE)","v":{"$error":"#N/A"}},{"$f":"HLOOKUP(BB$371,'Appendix D'!$A$1:$DF$336,$AG151,FALSE)","v":{"$error":"#N/A"}},8]
[null,null,null,null,null,null,null,null,null,null,null,null,null,null,null,null,null,null,null,null,null,null,null,null,null,null,null,{"$f":"AB151+5","v":5},{"$f":"HLOOKUP(AB152,AH144:BC159,AE146,TRUE)","v":{"$error":"#REF!"}},{"$f":"HLOOKUP(AB152,AH144:BC159,AE147,TRUE)","v":{"$error":"#REF!"}},null,null,119,65,{"$f":"HLOOKUP(AI$371,'Appendix D'!$A$1:$DF$336,$AG152,FALSE)","v":{"$error":"#N/A"}},{"$f":"HLOOKUP(AJ$371,'Appendix D'!$A$1:$DF$336,$AG152,FALSE)","v":{"$error":"#N/A"}},{"$f":"HLOOKUP(AK$371,'Appendix D'!$A$1:$DF$336,$AG152,FALSE)","v":{"$error":"#N/A"}},{"$f":"HLOOKUP(AL$371,'Appendix D'!$A$1:$DF$336,$AG152,FALSE)","v":{"$error":"#N/A"}},{"$f":"HLOOKUP(AM$371,'Appendix D'!$A$1:$DF$336,$AG152,FALSE)","v":{"$error":"#N/A"}},{"$f":"HLOOKUP(AN$371,'Appendix D'!$A$1:$DF$336,$AG152,FALSE)","v":{"$error":"#N/A"}},{"$f":"HLOOKUP(AO$371,'Appendix D'!$A$1:$DF$336,$AG152,FALSE)","v":{"$error":"#N/A"}},{"$f":"HLOOKUP(AP$371,'Appendix D'!$A$1:$DF$336,$AG152,FALSE)","v":{"$error":"#N/A"}},{"$f":"HLOOKUP(AQ$371,'Appendix D'!$A$1:$DF$336,$AG152,FALSE)","v":{"$error":"#N/A"}},{"$f":"HLOOKUP(AR$371,'Appendix D'!$A$1:$DF$336,$AG152,FALSE)","v":{"$error":"#N/A"}},{"$f":"HLOOKUP(AS$371,'Appendix D'!$A$1:$DF$336,$AG152,FALSE)","v":{"$error":"#N/A"}},{"$f":"HLOOKUP(AT$371,'Appendix D'!$A$1:$DF$336,$AG152,FALSE)","v":{"$error":"#N/A"}},{"$f":"HLOOKUP(AU$371,'Appendix D'!$A$1:$DF$336,$AG152,FALSE)","v":{"$error":"#N/A"}},{"$f":"HLOOKUP(AV$371,'Appendix D'!$A$1:$DF$336,$AG152,FALSE)","v":{"$error":"#N/A"}},{"$f":"HLOOKUP(AW$371,'Appendix D'!$A$1:$DF$336,$AG152,FALSE)","v":{"$error":"#N/A"}},{"$f":"HLOOKUP(AX$371,'Appendix D'!$A$1:$DF$336,$AG152,FALSE)","v":{"$error":"#N/A"}},{"$f":"HLOOKUP(AY$371,'Appendix D'!$A$1:$DF$336,$AG152,FALSE)","v":{"$error":"#N/A"}},{"$f":"HLOOKUP(AZ$371,'Appendix D'!$A$1:$DF$336,$AG152,FALSE)","v":{"$error":"#N/A"}},{"$f":"HLOOKUP(BA$371,'Appendix D'!$A$1:$DF$336,$AG152,FALSE)","v":{"$error":"#N/A"}},{"$f":"HLOOKUP(BB$371,'Appendix D'!$A$1:$DF$336,$AG152,FALSE)","v":{"$error":"#N/A"}},9]
[null,null,null,null,null,null,null,null,null,null,null,null,null,null,null,null,null,null,null,null,null,null,null,null,null,null,null,null,null,null,null,null,120,70,{"$f":"HLOOKUP(AI$371,'Appendix D'!$A$1:$DF$336,$AG153,FALSE)","v":{"$error":"#N/A"}},{"$f":"HLOOKUP(AJ$371,'Appendix D'!$A$1:$DF$336,$AG153,FALSE)","v":{"$error":"#N/A"}},{"$f":"HLOOKUP(AK$371,'Appendix D'!$A$1:$DF$336,$AG153,FALSE)","v":{"$error":"#N/A"}},{"$f":"HLOOKUP(AL$371,'Appendix D'!$A$1:$DF$336,$AG153,FALSE)","v":{"$error":"#N/A"}},{"$f":"HLOOKUP(AM$371,'Appendix D'!$A$1:$DF$336,$AG153,FALSE)","v":{"$error":"#N/A"}},{"$f":"HLOOKUP(AN$371,'Appendix D'!$A$1:$DF$336,$AG153,FALSE)","v":{"$error":"#N/A"}},{"$f":"HLOOKUP(AO$371,'Appendix D'!$A$1:$DF$336,$AG153,FALSE)","v":{"$error":"#N/A"}},{"$f":"HLOOKUP(AP$371,'Appendix D'!$A$1:$DF$336,$AG153,FALSE)","v":{"$error":"#N/A"}},{"$f":"HLOOKUP(AQ$371,'Appendix D'!$A$1:$DF$336,$AG153,FALSE)","v":{"$error":"#N/A"}},{"$f":"HLOOKUP(AR$371,'Appendix D'!$A$1:$DF$336,$AG153,FALSE)","v":{"$error":"#N/A"}},{"$f":"HLOOKUP(AS$371,'Appendix D'!$A$1:$DF$336,$AG153,FALSE)","v":{"$error":"#N/A"}},{"$f":"HLOOKUP(AT$371,'Appendix D'!$A$1:$DF$336,$AG153,FALSE)","v":{"$error":"#N/A"}},{"$f":"HLOOKUP(AU$371,'Appendix D'!$A$1:$DF$336,$AG153,FALSE)","v":{"$error":"#N/A"}},{"$f":"HLOOKUP(AV$371,'Appendix D'!$A$1:$DF$336,$AG153,FALSE)","v":{"$error":"#N/A"}},{"$f":"HLOOKUP(AW$371,'Appendix D'!$A$1:$DF$336,$AG153,FALSE)","v":{"$error":"#N/A"}},{"$f":"HLOOKUP(AX$371,'Appendix D'!$A$1:$DF$336,$AG153,FALSE)","v":{"$error":"#N/A"}},{"$f":"HLOOKUP(AY$371,'Appendix D'!$A$1:$DF$336,$AG153,FALSE)","v":{"$error":"#N/A"}},{"$f":"HLOOKUP(AZ$371,'Appendix D'!$A$1:$DF$336,$AG153,FALSE)","v":{"$error":"#N/A"}},{"$f":"HLOOKUP(BA$371,'Appendix D'!$A$1:$DF$336,$AG153,FALSE)","v":{"$error":"#N/A"}},{"$f":"HLOOKUP(BB$371,'Appendix D'!$A$1:$DF$336,$AG153,FALSE)","v":{"$error":"#N/A"}},10]
[null,null,null,null,null,null,null,null,null,null,null,null,null,null,null,null,null,null,null,null,null,null,null,null,null,null,null,null,{"$f":"AC144","v":0},null,null,null,121,75,{"$f":"HLOOKUP(AI$371,'Appendix D'!$A$1:$DF$336,$AG154,FALSE)","v":{"$error":"#N/A"}},{"$f":"HLOOKUP(AJ$371,'Appendix D'!$A$1:$DF$336,$AG154,FALSE)","v":{"$error":"#N/A"}},{"$f":"HLOOKUP(AK$371,'Appendix D'!$A$1:$DF$336,$AG154,FALSE)","v":{"$error":"#N/A"}},{"$f":"HLOOKUP(AL$371,'Appendix D'!$A$1:$DF$336,$AG154,FALSE)","v":{"$error":"#N/A"}},{"$f":"HLOOKUP(AM$371,'Appendix D'!$A$1:$DF$336,$AG154,FALSE)","v":{"$error":"#N/A"}},{"$f":"HLOOKUP(AN$371,'Appendix D'!$A$1:$DF$336,$AG154,FALSE)","v":{"$error":"#N/A"}},{"$f":"HLOOKUP(AO$371,'Appendix D'!$A$1:$DF$336,$AG154,FALSE)","v":{"$error":"#N/A"}},{"$f":"HLOOKUP(AP$371,'Appendix D'!$A$1:$DF$336,$AG154,FALSE)","v":{"$error":"#N/A"}},{"$f":"HLOOKUP(AQ$371,'Appendix D'!$A$1:$DF$336,$AG154,FALSE)","v":{"$error":"#N/A"}},{"$f":"HLOOKUP(AR$371,'Appendix D'!$A$1:$DF$336,$AG154,FALSE)","v":{"$error":"#N/A"}},{"$f":"HLOOKUP(AS$371,'Appendix D'!$A$1:$DF$336,$AG154,FALSE)","v":{"$error":"#N/A"}},{"$f":"HLOOKUP(AT$371,'Appendix D'!$A$1:$DF$336,$AG154,FALSE)","v":{"$error":"#N/A"}},{"$f":"HLOOKUP(AU$371,'Appendix D'!$A$1:$DF$336,$AG154,FALSE)","v":{"$error":"#N/A"}},{"$f":"HLOOKUP(AV$371,'Appendix D'!$A$1:$DF$336,$AG154,FALSE)","v":{"$error":"#N/A"}},{"$f":"HLOOKUP(AW$371,'Appendix D'!$A$1:$DF$336,$AG154,FALSE)","v":{"$error":"#N/A"}},{"$f":"HLOOKUP(AX$371,'Appendix D'!$A$1:$DF$336,$AG154,FALSE)","v":{"$error":"#N/A"}},{"$f":"HLOOKUP(AY$371,'Appendix D'!$A$1:$DF$336,$AG154,FALSE)","v":{"$error":"#N/A"}},{"$f":"HLOOKUP(AZ$371,'Appendix D'!$A$1:$DF$336,$AG154,FALSE)","v":{"$error":"#N/A"}},{"$f":"HLOOKUP(BA$371,'Appendix D'!$A$1:$DF$336,$AG154,FALSE)","v":{"$error":"#N/A"}},{"$f":"HLOOKUP(BB$371,'Appendix D'!$A$1:$DF$336,$AG154,FALSE)","v":{"$error":"#N/A"}},11]
[null,null,null,null,null,null,null,null,null,null,null,null,null,null,null,null,null,null,null,null,null,null,null,null,null,null,null,{"$f":"AB151","v":0},{"$f":"(AC151+((AD151-AC151)/(AD150-AC150)*(AC144-AC150)))","v":0},null,null,null,122,80,{"$f":"HLOOKUP(AI$371,'Appendix D'!$A$1:$DF$336,$AG155,FALSE)","v":{"$error":"#N/A"}},{"$f":"HLOOKUP(AJ$371,'Appendix D'!$A$1:$DF$336,$AG155,FALSE)","v":{"$error":"#N/A"}},{"$f":"HLOOKUP(AK$371,'Appendix D'!$A$1:$DF$336,$AG155,FALSE)","v":{"$error":"#N/A"}},{"$f":"HLOOKUP(AL$371,'Appendix D'!$A$1:$DF$336,$AG155,FALSE)","v":{"$error":"#N/A"}},{"$f":"HLOOKUP(AM$371,'Appendix D'!$A$1:$DF$336,$AG155,FALSE)","v":{"$error":"#N/A"}},{"$f":"HLOOKUP(AN$371,'Appendix D'!$A$1:$DF$336,$AG155,FALSE)","v":{"$error":"#N/A"}},{"$f":"HLOOKUP(AO$371,'Appendix D'!$A$1:$DF$336,$AG155,FALSE)","v":{"$error":"#N/A"}},{"$f":"HLOOKUP(AP$371,'Appendix D'!$A$1:$DF$336,$AG155,FALSE)","v":{"$error":"#N/A"}},{"$f":"HLOOKUP(AQ$371,'Appendix D'!$A$1:$DF$336,$AG155,FALSE)","v":{"$error":"#N/A"}},{"$f":"HLOOKUP(AR$371,'Appendix D'!$A$1:$DF$336,$AG155,FALSE)","v":{"$error":"#N/A"}},{"$f":"HLOOKUP(AS$371,'Appendix D'!$A$1:$DF$336,$AG155,FALSE)","v":{"$error":"#N/A"}},{"$f":"HLOOKUP(AT$371,'Appendix D'!$A$1:$DF$336,$AG155,FALSE)","v":{"$error":"#N/A"}},{"$f":"HLOOKUP(AU$371,'Appendix D'!$A$1:$DF$336,$AG155,FALSE)","v":{"$error":"#N/A"}},{"$f":"HLOOKUP(AV$371,'Appendix D'!$A$1:$DF$336,$AG155,FALSE)","v":{"$error":"#N/A"}},{"$f":"HLOOKUP(AW$371,'Appendix D'!$A$1:$DF$336,$AG155,FALSE)","v":{"$error":"#N/A"}},{"$f":"HLOOKUP(AX$371,'Appendix D'!$A$1:$DF$336,$AG155,FALSE)","v":{"$error":"#N/A"}},{"$f":"HLOOKUP(AY$371,'Appendix D'!$A$1:$DF$336,$AG155,FALSE)","v":{"$error":"#N/A"}},{"$f":"HLOOKUP(AZ$371,'Appendix D'!$A$1:$DF$336,$AG155,FALSE)","v":{"$error":"#N/A"}},{"$f":"HLOOKUP(BA$371,'Appendix D'!$A$1:$DF$336,$AG155,FALSE)","v":{"$error":"#N/A"}},{"$f":"HLOOKUP(BB$371,'Appendix D'!$A$1:$DF$336,$AG155,FALSE)","v":{"$error":"#N/A"}},12]
[null,null,null,null,null,null,null,null,null,null,null,null,null,null,null,null,null,null,null,null,null,null,null,null,null,null,null,{"$f":"AB152","v":5},{"$f":"(AC152+((AD152-AC152)/(AD150-AC150)*(AC144-AC150)))","v":{"$error":"#REF!"}},null,null,null,123,85,{"$f":"HLOOKUP(AI$371,'Appendix D'!$A$1:$DF$336,$AG156,FALSE)","v":{"$error":"#N/A"}},{"$f":"HLOOKUP(AJ$371,'Appendix D'!$A$1:$DF$336,$AG156,FALSE)","v":{"$error":"#N/A"}},{"$f":"HLOOKUP(AK$371,'Appendix D'!$A$1:$DF$336,$AG156,FALSE)","v":{"$error":"#N/A"}},{"$f":"HLOOKUP(AL$371,'Appendix D'!$A$1:$DF$336,$AG156,FALSE)","v":{"$error":"#N/A"}},{"$f":"HLOOKUP(AM$371,'Appendix D'!$A$1:$DF$336,$AG156,FALSE)","v":{"$error":"#N/A"}},{"$f":"HLOOKUP(AN$371,'Appendix D'!$A$1:$DF$336,$AG156,FALSE)","v":{"$error":"#N/A"}},{"$f":"HLOOKUP(AO$371,'Appendix D'!$A$1:$DF$336,$AG156,FALSE)","v":{"$error":"#N/A"}},{"$f":"HLOOKUP(AP$371,'Appendix D'!$A$1:$DF$336,$AG156,FALSE)","v":{"$error":"#N/A"}},{"$f":"HLOOKUP(AQ$371,'Appendix D'!$A$1:$DF$336,$AG156,FALSE)","v":{"$error":"#N/A"}},{"$f":"HLOOKUP(AR$371,'Appendix D'!$A$1:$DF$336,$AG156,FALSE)","v":{"$error":"#N/A"}},{"$f":"HLOOKUP(AS$371,'Appendix D'!$A$1:$DF$336,$AG156,FALSE)","v":{"$error":"#N/A"}},{"$f":"HLOOKUP(AT$371,'Appendix D'!$A$1:$DF$336,$AG156,FALSE)","v":{"$error":"#N/A"}},{"$f":"HLOOKUP(AU$371,'Appendix D'!$A$1:$DF$336,$AG156,FALSE)","v":{"$error":"#N/A"}},{"$f":"HLOOKUP(AV$371,'Appendix D'!$A$1:$DF$336,$AG156,FALSE)","v":{"$error":"#N/A"}},{"$f":"HLOOKUP(AW$371,'Appendix D'!$A$1:$DF$336,$AG156,FALSE)","v":{"$error":"#N/A"}},{"$f":"HLOOKUP(AX$371,'Appendix D'!$A$1:$DF$336,$AG156,FALSE)","v":{"$error":"#N/A"}},{"$f":"HLOOKUP(AY$371,'Appendix D'!$A$1:$DF$336,$AG156,FALSE)","v":{"$error":"#N/A"}},{"$f":"HLOOKUP(AZ$371,'Appendix D'!$A$1:$DF$336,$AG156,FALSE)","v":{"$error":"#N/A"}},{"$f":"HLOOKUP(BA$371,'Appendix D'!$A$1:$DF$336,$AG156,FALSE)","v":{"$error":"#N/A"}},{"$f":"HLOOKUP(BB$371,'Appendix D'!$A$1:$DF$336,$AG156,FALSE)","v":{"$error":"#N/A"}},13]
[null,null,null,null,null,null,null,null,null,null,null,null,null,null,null,null,null,null,null,null,null,null,null,null,null,null,null,null,null,null,null,null,124,90,{"$f":"HLOOKUP(AI$371,'Appendix D'!$A$1:$DF$336,$AG157,FALSE)","v":{"$error":"#N/A"}},{"$f":"HLOOKUP(AJ$371,'Appendix D'!$A$1:$DF$336,$AG157,FALSE)","v":{"$error":"#N/A"}},{"$f":"HLOOKUP(AK$371,'Appendix D'!$A$1:$DF$336,$AG157,FALSE)","v":{"$error":"#N/A"}},{"$f":"HLOOKUP(AL$371,'Appendix D'!$A$1:$DF$336,$AG157,FALSE)","v":{"$error":"#N/A"}},{"$f":"HLOOKUP(AM$371,'Appendix D'!$A$1:$DF$336,$AG157,FALSE)","v":{"$error":"#N/A"}},{"$f":"HLOOKUP(AN$371,'Appendix D'!$A$1:$DF$336,$AG157,FALSE)","v":{"$error":"#N/A"}},{"$f":"HLOOKUP(AO$371,'Appendix D'!$A$1:$DF$336,$AG157,FALSE)","v":{"$error":"#N/A"}},{"$f":"HLOOKUP(AP$371,'Appendix D'!$A$1:$DF$336,$AG157,FALSE)","v":{"$error":"#N/A"}},{"$f":"HLOOKUP(AQ$371,'Appendix D'!$A$1:$DF$336,$AG157,FALSE)","v":{"$error":"#N/A"}},{"$f":"HLOOKUP(AR$371,'Appendix D'!$A$1:$DF$336,$AG157,FALSE)","v":{"$error":"#N/A"}},{"$f":"HLOOKUP(AS$371,'Appendix D'!$A$1:$DF$336,$AG157,FALSE)","v":{"$error":"#N/A"}},{"$f":"HLOOKUP(AT$371,'Appendix D'!$A$1:$DF$336,$AG157,FALSE)","v":{"$error":"#N/A"}},{"$f":"HLOOKUP(AU$371,'Appendix D'!$A$1:$DF$336,$AG157,FALSE)","v":{"$error":"#N/A"}},{"$f":"HLOOKUP(AV$371,'Appendix D'!$A$1:$DF$336,$AG157,FALSE)","v":{"$error":"#N/A"}},{"$f":"HLOOKUP(AW$371,'Appendix D'!$A$1:$DF$336,$AG157,FALSE)","v":{"$error":"#N/A"}},{"$f":"HLOOKUP(AX$371,'Appendix D'!$A$1:$DF$336,$AG157,FALSE)","v":{"$error":"#N/A"}},{"$f":"HLOOKUP(AY$371,'Appendix D'!$A$1:$DF$336,$AG157,FALSE)","v":{"$error":"#N/A"}},{"$f":"HLOOKUP(AZ$371,'Appendix D'!$A$1:$DF$336,$AG157,FALSE)","v":{"$error":"#N/A"}},{"$f":"HLOOKUP(BA$371,'Appendix D'!$A$1:$DF$336,$AG157,FALSE)","v":{"$error":"#N/A"}},{"$f":"HLOOKUP(BB$371,'Appendix D'!$A$1:$DF$336,$AG157,FALSE)","v":{"$error":"#N/A"}},14]
[null,null,null,null,null,null,null,null,null,null,null,null,null,null,null,null,null,null,null,null,null,null,null,null,null,null,null,null,{"$f":"AC154","v":0},null,null,null,125,95,{"$f":"HLOOKUP(AI$371,'Appendix D'!$A$1:$DF$336,$AG158,FALSE)","v":{"$error":"#N/A"}},{"$f":"HLOOKUP(AJ$371,'Appendix D'!$A$1:$DF$336,$AG158,FALSE)","v":{"$error":"#N/A"}},{"$f":"HLOOKUP(AK$371,'Appendix D'!$A$1:$DF$336,$AG158,FALSE)","v":{"$error":"#N/A"}},{"$f":"HLOOKUP(AL$371,'Appendix D'!$A$1:$DF$336,$AG158,FALSE)","v":{"$error":"#N/A"}},{"$f":"HLOOKUP(AM$371,'Appendix D'!$A$1:$DF$336,$AG158,FALSE)","v":{"$error":"#N/A"}},{"$f":"HLOOKUP(AN$371,'Appendix D'!$A$1:$DF$336,$AG158,FALSE)","v":{"$error":"#N/A"}},{"$f":"HLOOKUP(AO$371,'Appendix D'!$A$1:$DF$336,$AG158,FALSE)","v":{"$error":"#N/A"}},{"$f":"HLOOKUP(AP$371,'Appendix D'!$A$1:$DF$336,$AG158,FALSE)","v":{"$error":"#N/A"}},{"$f":"HLOOKUP(AQ$371,'Appendix D'!$A$1:$DF$336,$AG158,FALSE)","v":{"$error":"#N/A"}},{"$f":"HLOOKUP(AR$371,'Appendix D'!$A$1:$DF$336,$AG158,FALSE)","v":{"$error":"#N/A"}},{"$f":"HLOOKUP(AS$371,'Appendix D'!$A$1:$DF$336,$AG158,FALSE)","v":{"$error":"#N/A"}},{"$f":"HLOOKUP(AT$371,'Appendix D'!$A$1:$DF$336,$AG158,FALSE)","v":{"$error":"#N/A"}},{"$f":"HLOOKUP(AU$371,'Appendix D'!$A$1:$DF$336,$AG158,FALSE)","v":{"$error":"#N/A"}},{"$f":"HLOOKUP(AV$371,'Appendix D'!$A$1:$DF$336,$AG158,FALSE)","v":{"$error":"#N/A"}},{"$f":"HLOOKUP(AW$371,'Appendix D'!$A$1:$DF$336,$AG158,FALSE)","v":{"$error":"#N/A"}},{"$f":"HLOOKUP(AX$371,'Appendix D'!$A$1:$DF$336,$AG158,FALSE)","v":{"$error":"#N/A"}},{"$f":"HLOOKUP(AY$371,'Appendix D'!$A$1:$DF$336,$AG158,FALSE)","v":{"$error":"#N/A"}},{"$f":"HLOOKUP(AZ$371,'Appendix D'!$A$1:$DF$336,$AG158,FALSE)","v":{"$error":"#N/A"}},{"$f":"HLOOKUP(BA$371,'Appendix D'!$A$1:$DF$336,$AG158,FALSE)","v":{"$error":"#N/A"}},{"$f":"HLOOKUP(BB$371,'Appendix D'!$A$1:$DF$336,$AG158,FALSE)","v":{"$error":"#N/A"}},15]
[null,null,null,null,null,null,null,null,null,null,null,null,null,null,null,null,null,null,null,null,null,null,null,null,null,null,null,{"$f":"AD144","v":5},{"$f":"(AC155+((AC156-AC155)/(AB156-AB155)*(AB159-AB155)))","v":{"$error":"#REF!"}},null,null,null,126,98,{"$f":"HLOOKUP(AI$371,'Appendix D'!$A$1:$DF$336,$AG159,FALSE)","v":{"$error":"#N/A"}},{"$f":"HLOOKUP(AJ$371,'Appendix D'!$A$1:$DF$336,$AG159,FALSE)","v":{"$error":"#N/A"}},{"$f":"HLOOKUP(AK$371,'Appendix D'!$A$1:$DF$336,$AG159,FALSE)","v":{"$error":"#N/A"}},{"$f":"HLOOKUP(AL$371,'Appendix D'!$A$1:$DF$336,$AG159,FALSE)","v":{"$error":"#N/A"}},{"$f":"HLOOKUP(AM$371,'Appendix D'!$A$1:$DF$336,$AG159,FALSE)","v":{"$error":"#N/A"}},{"$f":"HLOOKUP(AN$371,'Appendix D'!$A$1:$DF$336,$AG159,FALSE)","v":{"$error":"#N/A"}},{"$f":"HLOOKUP(AO$371,'Appendix D'!$A$1:$DF$336,$AG159,FALSE)","v":{"$error":"#N/A"}},{"$f":"HLOOKUP(AP$371,'Appendix D'!$A$1:$DF$336,$AG159,FALSE)","v":{"$error":"#N/A"}},{"$f":"HLOOKUP(AQ$371,'Appendix D'!$A$1:$DF$336,$AG159,FALSE)","v":{"$error":"#N/A"}},{"$f":"HLOOKUP(AR$371,'Appendix D'!$A$1:$DF$336,$AG159,FALSE)","v":{"$error":"#N/A"}},{"$f":"HLOOKUP(AS$371,'Appendix D'!$A$1:$DF$336,$AG159,FALSE)","v":{"$error":"#N/A"}},{"$f":"HLOOKUP(AT$371,'Appendix D'!$A$1:$DF$336,$AG159,FALSE)","v":{"$error":"#N/A"}},{"$f":"HLOOKUP(AU$371,'Appendix D'!$A$1:$DF$336,$AG159,FALSE)","v":{"$error":"#N/A"}},{"$f":"HLOOKUP(AV$371,'Appendix D'!$A$1:$DF$336,$AG159,FALSE)","v":{"$error":"#N/A"}},{"$f":"HLOOKUP(AW$371,'Appendix D'!$A$1:$DF$336,$AG159,FALSE)","v":{"$error":"#N/A"}},{"$f":"HLOOKUP(AX$371,'Appendix D'!$A$1:$DF$336,$AG159,FALSE)","v":{"$error":"#N/A"}},{"$f":"HLOOKUP(AY$371,'Appendix D'!$A$1:$DF$336,$AG159,FALSE)","v":{"$error":"#N/A"}},{"$f":"HLOOKUP(AZ$371,'Appendix D'!$A$1:$DF$336,$AG159,FALSE)","v":{"$error":"#N/A"}},{"$f":"HLOOKUP(BA$371,'Appendix D'!$A$1:$DF$336,$AG159,FALSE)","v":{"$error":"#N/A"}},{"$f":"HLOOKUP(BB$371,'Appendix D'!$A$1:$DF$336,$AG159,FALSE)","v":{"$error":"#N/A"}},16]
[]
[null,null,null,null,null,null,null,null,null,null,null,null,null,null,null,null,null,null,null,null,null,null,null,null,null,null,null,"1.75 INCH RETENTION EFFICIENCY INTERPOLATION",null,null,null,null,null,{"$f":"$AH$25","v":0},null,null,null,null,"Mean Annual Mass Removal Efficiencies for 1.75-inches of Retention "]
[]
[null,null,null,null,null,null,null,null,null,null,null,null,null,null,null,null,null,null,null,null,null,null,null,null,null,null,null,"POST","CN","DCIA"]
[null,null,null,null,null,null,null,null,null,null,null,null,null,null,null,null,null,null,null,null,null,null,null,null,null,null,null,null,null,null,null,null,null,"NDCIA CN","Percent DCIA"]
[null,null,null,null,null,null,null,null,null,null,null,null,null,null,null,null,null,null,null,null,null,null,null,null,null,null,null,null,{"$f":"'Watershed Characteristics'!$AA$47","v":0},{"$f":"IF('Watershed Characteristics'!$AA$48<5, 5, 'Watershed Characteristics'!$AA$48)","v":5},null,null,null,null,5,10,15,20,25,30,35,40,45,50,55,60,65,70,75,80,85,90,95,100]
[null,null,null,null,null,null,null,null,null,null,null,null,null,null,null,null,null,null,null,null,null,null,null,null,null,null,null,null,null,null,null,null,133,30,{"$f":"HLOOKUP(AI$371,'Appendix D'!$A$1:$DF$336,$AG166,FALSE)","v":{"$error":"#N/A"}},{"$f":"HLOOKUP(AJ$371,'Appendix D'!$A$1:$DF$336,$AG166,FALSE)","v":{"$error":"#N/A"}},{"$f":"HLOOKUP(AK$371,'Appendix D'!$A$1:$DF$336,$AG166,FALSE)","v":{"$error":"#N/A"}},{"$f":"HLOOKUP(AL$371,'Appendix D'!$A$1:$DF$336,$AG166,FALSE)","v":{"$error":"#N/A"}},{"$f":"HLOOKUP(AM$371,'Appendix D'!$A$1:$DF$336,$AG166,FALSE)","v":{"$error":"#N/A"}},{"$f":"HLOOKUP(AN$371,'Appendix D'!$A$1:$DF$336,$AG166,FALSE)","v":{"$error":"#N/A"}},{"$f":"HLOOKUP(AO$371,'Appendix D'!$A$1:$DF$336,$AG166,FALSE)","v":{"$error":"#N/A"}},{"$f":"HLOOKUP(AP$371,'Appendix D'!$A$1:$DF$336,$AG166,FALSE)","v":{"$error":"#N/A"}},{"$f":"HLOOKUP(AQ$371,'Appendix D'!$A$1:$DF$336,$AG166,FALSE)","v":{"$error":"#N/A"}},{"$f":"HLOOKUP(AR$371,'Appendix D'!$A$1:$DF$336,$AG166,FALSE)","v":{"$error":"#N/A"}},{"$f":"HLOOKUP(AS$371,'Appendix D'!$A$1:$DF$336,$AG166,FALSE)","v":{"$error":"#N/A"}},{"$f":"HLOOKUP(AT$371,'Appendix D'!$A$1:$DF$336,$AG166,FALSE)","v":{"$error":"#N/A"}},{"$f":"HLOOKUP(AU$371,'Appendix D'!$A$1:$DF$336,$AG166,FALSE)","v":{"$error":"#N/A"}},{"$f":"HLOOKUP(AV$371,'Appendix D'!$A$1:$DF$336,$AG166,FALSE)","v":{"$error":"#N/A"}},{"$f":"HLOOKUP(AW$371,'Appendix D'!$A$1:$DF$336,$AG166,FALSE)","v":{"$error":"#N/A"}},{"$f":"HLOOKUP(AX$371,'Appendix D'!$A$1:$DF$336,$AG166,FALSE)","v":{"$error":"#N/A"}},{"$f":"HLOOKUP(AY$371,'Appendix D'!$A$1:$DF$336,$AG166,FALSE)","v":{"$error":"#N/A"}},{"$f":"HLOOKUP(AZ$371,'Appendix D'!$A$1:$DF$336,$AG166,FALSE)","v":{"$error":"#N/A"}},{"$f":"HLOOKUP(BA$371,'Appendix D'!$A$1:$DF$336,$AG166,FALSE)","v":{"$error":"#N/A"}},{"$f":"HLOOKUP(BB$371,'Appendix D'!$A$1:$DF$336,$AG166,FALSE)","v":{"$error":"#N/A"}},2]
[null,null,null,null,null,null,null,null,null,null,null,null,null,null,null,null,null,null,null,null,null,null,null,null,null,null,null,"R.Down:",{"$f":"(ROUNDDOWN(AC165/10,0)*10)","v":0},{"$f":"(ROUNDDOWN(AD165/10,0)*10)","v":0},{"$f":"AE41","v":{"$error":"#N/A"}},null,134,35,{"$f":"HLOOKUP(AI$371,'Appendix D'!$A$1:$DF$336,$AG167,FALSE)","v":{"$error":"#N/A"}},{"$f":"HLOOKUP(AJ$371,'Appendix D'!$A$1:$DF$336,$AG167,FALSE)","v":{"$error":"#N/A"}},{"$f":"HLOOKUP(AK$371,'Appendix D'!$A$1:$DF$336,$AG167,FALSE)","v":{"$error":"#N/A"}},{"$f":"HLOOKUP(AL$371,'Appendix D'!$A$1:$DF$336,$AG167,FALSE)","v":{"$error":"#N/A"}},{"$f":"HLOOKUP(AM$371,'Appendix D'!$A$1:$DF$336,$AG167,FALSE)","v":{"$error":"#N/A"}},{"$f":"HLOOKUP(AN$371,'Appendix D'!$A$1:$DF$336,$AG167,FALSE)","v":{"$error":"#N/A"}},{"$f":"HLOOKUP(AO$371,'Appendix D'!$A$1:$DF$336,$AG167,FALSE)","v":{"$error":"#N/A"}},{"$f":"HLOOKUP(AP$371,'Appendix D'!$A$1:$DF$336,$AG167,FALSE)","v":{"$error":"#N/A"}},{"$f":"HLOOKUP(AQ$371,'Appendix D'!$A$1:$DF$336,$AG167,FALSE)","v":{"$error":"#N/A"}},{"$f":"HLOOKUP(AR$371,'Appendix D'!$A$1:$DF$336,$AG167,FALSE)","v":{"$error":"#N/A"}},{"$f":"HLOOKUP(AS$371,'Appendix D'!$A$1:$DF$336,$AG167,FALSE)","v":{"$error":"#N/A"}},{"$f":"HLOOKUP(AT$371,'Appendix D'!$A$1:$DF$336,$AG167,FALSE)","v":{"$error":"#N/A"}},{"$f":"HLOOKUP(AU$371,'Appendix D'!$A$1:$DF$336,$AG167,FALSE)","v":{"$error":"#N/A"}},{"$f":"HLOOKUP(AV$371,'Appendix D'!$A$1:$DF$336,$AG167,FALSE)","v":{"$error":"#N/A"}},{"$f":"HLOOKUP(AW$371,'Appendix D'!$A$1:$DF$336,$AG167,FALSE)","v":{"$error":"#N/A"}},{"$f":"HLOOKUP(AX$371,'Appendix D'!$A$1:$DF$336,$AG167,FALSE)","v":{"$error":"#N/A"}},{"$f":"HLOOKUP(AY$371,'Appendix D'!$A$1:$DF$336,$AG167,FALSE)","v":{"$error":"#N/A"}},{"$f":"HLOOKUP(AZ$371,'Appendix D'!$A$1:$DF$336,$AG167,FALSE)","v":{"$error":"#N/A"}},{"$f":"HLOOKUP(BA$371,'Appendix D'!$A$1:$DF$336,$AG167,FALSE)","v":{"$error":"#N/A"}},{"$f":"HLOOKUP(BB$371,'Appendix D'!$A$1:$DF$336,$AG167,FALSE)","v":{"$error":"#N/A"}},3]
[null,null,null,null,null,null,null,null,null,null,null,null,null,null,null,null,null,null,null,null,null,null,null,null,null,null,null,"Diff:",{"$f":"AC165-AC167","v":0},{"$f":"AD165-AD167","v":5},{"$f":"AE42","v":{"$error":"#N/A"}},null,135,40,{"$f":"HLOOKUP(AI$371,'Appendix D'!$A$1:$DF$336,$AG168,FALSE)","v":{"$error":"#N/A"}},{"$f":"HLOOKUP(AJ$371,'Appendix D'!$A$1:$DF$336,$AG168,FALSE)","v":{"$error":"#N/A"}},{"$f":"HLOOKUP(AK$371,'Appendix D'!$A$1:$DF$336,$AG168,FALSE)","v":{"$error":"#N/A"}},{"$f":"HLOOKUP(AL$371,'Appendix D'!$A$1:$DF$336,$AG168,FALSE)","v":{"$error":"#N/A"}},{"$f":"HLOOKUP(AM$371,'Appendix D'!$A$1:$DF$336,$AG168,FALSE)","v":{"$error":"#N/A"}},{"$f":"HLOOKUP(AN$371,'Appendix D'!$A$1:$DF$336,$AG168,FALSE)","v":{"$error":"#N/A"}},{"$f":"HLOOKUP(AO$371,'Appendix D'!$A$1:$DF$336,$AG168,FALSE)","v":{"$error":"#N/A"}},{"$f":"HLOOKUP(AP$371,'Appendix D'!$A$1:$DF$336,$AG168,FALSE)","v":{"$error":"#N/A"}},{"$f":"HLOOKUP(AQ$371,'Appendix D'!$A$1:$DF$336,$AG168,FALSE)","v":{"$error":"#N/A"}},{"$f":"HLOOKUP(AR$371,'Appendix D'!$A$1:$DF$336,$AG168,FALSE)","v":{"$error":"#N/A"}},{"$f":"HLOOKUP(AS$371,'Appendix D'!$A$1:$DF$336,$AG168,FALSE)","v":{"$error":"#N/A"}},{"$f":"HLOOKUP(AT$371,'Appendix D'!$A$1:$DF$336,$AG168,FALSE)","v":{"$error":"#N/A"}},{"$f":"HLOOKUP(AU$371,'Appendix D'!$A$1:$DF$336,$AG168,FALSE)","v":{"$error":"#N/A"}},{"$f":"HLOOKUP(AV$371,'Appendix D'!$A$1:$DF$336,$AG168,FALSE)","v":{"$error":"#N/A"}},{"$f":"HLOOKUP(AW$371,'Appendix D'!$A$1:$DF$336,$AG168,FALSE)","v":{"$error":"#N/A"}},{"$f":"HLOOKUP(AX$371,'Appendix D'!$A$1:$DF$336,$AG168,FALSE)","v":{"$error":"#N/A"}},{"$f":"HLOOKUP(AY$371,'Appendix D'!$A$1:$DF$336,$AG168,FALSE)","v":{"$error":"#N/A"}},{"$f":"HLOOKUP(AZ$371,'Appendix D'!$A$1:$DF$336,$AG168,FALSE)","v":{"$error":"#N/A"}},{"$f":"HLOOKUP(BA$371,'Appendix D'!$A$1:$DF$336,$AG168,FALSE)","v":{"$error":"#N/A"}},{"$f":"HLOOKUP(BB$371,'Appendix D'!$A$1:$DF$336,$AG168,FALSE)","v":{"$error":"#N/A"}},4]
[null,null,null,null,null,null,null,null,null,null,null,null,null,null,null,null,null,null,null,null,null,null,null,null,null,null,null,null,null,null,{"$f":"AE43","v":{"$error":"#N/A"}},null,136,45,{"$f":"HLOOKUP(AI$371,'Appendix D'!$A$1:$DF$336,$AG169,FALSE)","v":{"$error":"#N/A"}},{"$f":"HLOOKUP(AJ$371,'Appendix D'!$A$1:$DF$336,$AG169,FALSE)","v":{"$error":"#N/A"}},{"$f":"HLOOKUP(AK$371,'Appendix D'!$A$1:$DF$336,$AG169,FALSE)","v":{"$error":"#N/A"}},{"$f":"HLOOKUP(AL$371,'Appendix D'!$A$1:$DF$336,$AG169,FALSE)","v":{"$error":"#N/A"}},{"$f":"HLOOKUP(AM$371,'Appendix D'!$A$1:$DF$336,$AG169,FALSE)","v":{"$error":"#N/A"}},{"$f":"HLOOKUP(AN$371,'Appendix D'!$A$1:$DF$336,$AG169,FALSE)","v":{"$error":"#N/A"}},{"$f":"HLOOKUP(AO$371,'Appendix D'!$A$1:$DF$336,$AG169,FALSE)","v":{"$error":"#N/A"}},{"$f":"HLOOKUP(AP$371,'Appendix D'!$A$1:$DF$336,$AG169,FALSE)","v":{"$error":"#N/A"}},{"$f":"HLOOKUP(AQ$371,'Appendix D'!$A$1:$DF$336,$AG169,FALSE)","v":{"$error":"#N/A"}},{"$f":"HLOOKUP(AR$371,'Appendix D'!$A$1:$DF$336,$AG169,FALSE)","v":{"$error":"#N/A"}},{"$f":"HLOOKUP(AS$371,'Appendix D'!$A$1:$DF$336,$AG169,FALSE)","v":{"$error":"#N/A"}},{"$f":"HLOOKUP(AT$371,'Appendix D'!$A$1:$DF$336,$AG169,FALSE)","v":{"$error":"#N/A"}},{"$f":"HLOOKUP(AU$371,'Appendix D'!$A$1:$DF$336,$AG169,FALSE)","v":{"$error":"#N/A"}},{"$f":"HLOOKUP(AV$371,'Appendix D'!$A$1:$DF$336,$AG169,FALSE)","v":{"$error":"#N/A"}},{"$f":"HLOOKUP(AW$371,'Appendix D'!$A$1:$DF$336,$AG169,FALSE)","v":{"$error":"#N/A"}},{"$f":"HLOOKUP(AX$371,'Appendix D'!$A$1:$DF$336,$AG169,FALSE)","v":{"$error":"#N/A"}},{"$f":"HLOOKUP(AY$371,'Appendix D'!$A$1:$DF$336,$AG169,FALSE)","v":{"$error":"#N/A"}},{"$f":"HLOOKUP(AZ$371,'Appendix D'!$A$1:$DF$336,$AG169,FALSE)","v":{"$error":"#N/A"}},{"$f":"HLOOKUP(BA$371,'Appendix D'!$A$1:$DF$336,$AG169,FALSE)","v":{"$error":"#N/A"}},{"$f":"HLOOKUP(BB$371,'Appendix D'!$A$1:$DF$336,$AG169,FALSE)","v":{"$error":"#N/A"}},5]
[null,null,null,null,null,null,null,null,null,null,null,null,null,null,null,null,null,null,null,null,null,null,null,null,null,null,null,null,null,null,{"$f":"AE44","v":{"$error":"#N/A"}},null,137,50,{"$f":"HLOOKUP(AI$371,'Appendix D'!$A$1:$DF$336,$AG170,FALSE)","v":{"$error":"#N/A"}},{"$f":"HLOOKUP(AJ$371,'Appendix D'!$A$1:$DF$336,$AG170,FALSE)","v":{"$error":"#N/A"}},{"$f":"HLOOKUP(AK$371,'Appendix D'!$A$1:$DF$336,$AG170,FALSE)","v":{"$error":"#N/A"}},{"$f":"HLOOKUP(AL$371,'Appendix D'!$A$1:$DF$336,$AG170,FALSE)","v":{"$error":"#N/A"}},{"$f":"HLOOKUP(AM$371,'Appendix D'!$A$1:$DF$336,$AG170,FALSE)","v":{"$error":"#N/A"}},{"$f":"HLOOKUP(AN$371,'Appendix D'!$A$1:$DF$336,$AG170,FALSE)","v":{"$error":"#N/A"}},{"$f":"HLOOKUP(AO$371,'Appendix D'!$A$1:$DF$336,$AG170,FALSE)","v":{"$error":"#N/A"}},{"$f":"HLOOKUP(AP$371,'Appendix D'!$A$1:$DF$336,$AG170,FALSE)","v":{"$error":"#N/A"}},{"$f":"HLOOKUP(AQ$371,'Appendix D'!$A$1:$DF$336,$AG170,FALSE)","v":{"$error":"#N/A"}},{"$f":"HLOOKUP(AR$371,'Appendix D'!$A$1:$DF$336,$AG170,FALSE)","v":{"$error":"#N/A"}},{"$f":"HLOOKUP(AS$371,'Appendix D'!$A$1:$DF$336,$AG170,FALSE)","v":{"$error":"#N/A"}},{"$f":"HLOOKUP(AT$371,'Appendix D'!$A$1:$DF$336,$AG170,FALSE)","v":{"$error":"#N/A"}},{"$f":"HLOOKUP(AU$371,'Appendix D'!$A$1:$DF$336,$AG170,FALSE)","v":{"$error":"#N/A"}},{"$f":"HLOOKUP(AV$371,'Appendix D'!$A$1:$DF$336,$AG170,FALSE)","v":{"$error":"#N/A"}},{"$f":"HLOOKUP(AW$371,'Appendix D'!$A$1:$DF$336,$AG170,FALSE)","v":{"$error":"#N/A"}},{"$f":"HLOOKUP(AX$371,'Appendix D'!$A$1:$DF$336,$AG170,FALSE)","v":{"$error":"#N/A"}},{"$f":"HLOOKUP(AY$371,'Appendix D'!$A$1:$DF$336,$AG170,FALSE)","v":{"$error":"#N/A"}},{"$f":"HLOOKUP(AZ$371,'Appendix D'!$A$1:$DF$336,$AG170,FALSE)","v":{"$error":"#N/A"}},{"$f":"HLOOKUP(BA$371,'Appendix D'!$A$1:$DF$336,$AG170,FALSE)","v":{"$error":"#N/A"}},{"$f":"HLOOKUP(BB$371,'Appendix D'!$A$1:$DF$336,$AG170,FALSE)","v":{"$error":"#N/A"}},6]
[null,null,null,null,null,null,null,null,null,null,null,null,null,null,null,null,null,null,null,null,null,null,null,null,null,null,null,null,{"$f":"IF(AC168>5,AC167+5,AC167)","v":0},{"$f":"IF(AC165>95,98,AC171+5)","v":5},null,null,138,55,{"$f":"HLOOKUP(AI$371,'Appendix D'!$A$1:$DF$336,$AG171,FALSE)","v":{"$error":"#N/A"}},{"$f":"HLOOKUP(AJ$371,'Appendix D'!$A$1:$DF$336,$AG171,FALSE)","v":{"$error":"#N/A"}},{"$f":"HLOOKUP(AK$371,'Appendix D'!$A$1:$DF$336,$AG171,FALSE)","v":{"$error":"#N/A"}},{"$f":"HLOOKUP(AL$371,'Appendix D'!$A$1:$DF$336,$AG171,FALSE)","v":{"$error":"#N/A"}},{"$f":"HLOOKUP(AM$371,'Appendix D'!$A$1:$DF$336,$AG171,FALSE)","v":{"$error":"#N/A"}},{"$f":"HLOOKUP(AN$371,'Appendix D'!$A$1:$DF$336,$AG171,FALSE)","v":{"$error":"#N/A"}},{"$f":"HLOOKUP(AO$371,'Appendix D'!$A$1:$DF$336,$AG171,FALSE)","v":{"$error":"#N/A"}},{"$f":"HLOOKUP(AP$371,'Appendix D'!$A$1:$DF$336,$AG171,FALSE)","v":{"$error":"#N/A"}},{"$f":"HLOOKUP(AQ$371,'Appendix D'!$A$1:$DF$336,$AG171,FALSE)","v":{"$error":"#N/A"}},{"$f":"HLOOKUP(AR$371,'Appendix D'!$A$1:$DF$336,$AG171,FALSE)","v":{"$error":"#N/A"}},{"$f":"HLOOKUP(AS$371,'Appendix D'!$A$1:$DF$336,$AG171,FALSE)","v":{"$error":"#N/A"}},{"$f":"HLOOKUP(AT$371,'Appendix D'!$A$1:$DF$336,$AG171,FALSE)","v":{"$error":"#N/A"}},{"$f":"HLOOKUP(AU$371,'Appendix D'!$A$1:$DF$336,$AG171,FALSE)","v":{"$error":"#N/A"}},{"$f":"HLOOKUP(AV$371,'Appendix D'!$A$1:$DF$336,$AG171,FALSE)","v":{"$error":"#N/A"}},{"$f":"HLOOKUP(AW$371,'Appendix D'!$A$1:$DF$336,$AG171,FALSE)","v":{"$error":"#N/A"}},{"$f":"HLOOKUP(AX$371,'Appendix D'!$A$1:$DF$336,$AG171,FALSE)","v":{"$error":"#N/A"}},{"$f":"HLOOKUP(AY$371,'Appendix D'!$A$1:$DF$336,$AG171,FALSE)","v":{"$error":"#N/A"}},{"$f":"HLOOKUP(AZ$371,'Appendix D'!$A$1:$DF$336,$AG171,FALSE)","v":{"$error":"#N/A"}},{"$f":"HLOOKUP(BA$371,'Appendix D'!$A$1:$DF$336,$AG171,FALSE)","v":{"$error":"#N/A"}},{"$f":"HLOOKUP(BB$371,'Appendix D'!$A$1:$DF$336,$AG171,FALSE)","v":{"$error":"#N/A"}},7]
[null,null,null,null,null,null,null,null,null,null,null,null,null,null,null,null,null,null,null,null,null,null,null,null,null,null,null,{"$f":"IF(AD168>5,AD167+5,AD167)","v":0},{"$f":"IF(AB172=0,0,HLOOKUP(AB172,AH165:BC180,AE167,TRUE))","v":0},{"$f":"IF(AB172=0,0,HLOOKUP(AB172,AH165:BC180,AE168,TRUE))","v":0},null,null,139,60,{"$f":"HLOOKUP(AI$371,'Appendix D'!$A$1:$DF$336,$AG172,FALSE)","v":{"$error":"#N/A"}},{"$f":"HLOOKUP(AJ$371,'Appendix D'!$A$1:$DF$336,$AG172,FALSE)","v":{"$error":"#N/A"}},{"$f":"HLOOKUP(AK$371,'Appendix D'!$A$1:$DF$336,$AG172,FALSE)","v":{"$error":"#N/A"}},{"$f":"HLOOKUP(AL$371,'Appendix D'!$A$1:$DF$336,$AG172,FALSE)","v":{"$error":"#N/A"}},{"$f":"HLOOKUP(AM$371,'Appendix D'!$A$1:$DF$336,$AG172,FALSE)","v":{"$error":"#N/A"}},{"$f":"HLOOKUP(AN$371,'Appendix D'!$A$1:$DF$336,$AG172,FALSE)","v":{"$error":"#N/A"}},{"$f":"HLOOKUP(AO$371,'Appendix D'!$A$1:$DF$336,$AG172,FALSE)","v":{"$error":"#N/A"}},{"$f":"HLOOKUP(AP$371,'Appendix D'!$A$1:$DF$336,$AG172,FALSE)","v":{"$error":"#N/A"}},{"$f":"HLOOKUP(AQ$371,'Appendix D'!$A$1:$DF$336,$AG172,FALSE)","v":{"$error":"#N/A"}},{"$f":"HLOOKUP(AR$371,'Appendix D'!$A$1:$DF$336,$AG172,FALSE)","v":{"$error":"#N/A"}},{"$f":"HLOOKUP(AS$371,'Appendix D'!$A$1:$DF$336,$AG172,FALSE)","v":{"$error":"#N/A"}},{"$f":"HLOOKUP(AT$371,'Appendix D'!$A$1:$DF$336,$AG172,FALSE)","v":{"$error":"#N/A"}},{"$f":"HLOOKUP(AU$371,'Appendix D'!$A$1:$DF$336,$AG172,FALSE)","v":{"$error":"#N/A"}},{"$f":"HLOOKUP(AV$371,'Appendix D'!$A$1:$DF$336,$AG172,FALSE)","v":{"$error":"#N/A"}},{"$f":"HLOOKUP(AW$371,'Appendix D'!$A$1:$DF$336,$AG172,FALSE)","v":{"$error":"#N/A"}},{"$f":"HLOOKUP(AX$371,'Appendix D'!$A$1:$DF$336,$AG172,FALSE)","v":{"$error":"#N/A"}},{"$f":"HLOOKUP(AY$371,'Appendix D'!$A$1:$DF$336,$AG172,FALSE)","v":{"$error":"#N/A"}},{"$f":"HLOOKUP(AZ$371,'Appendix D'!$A$1:$DF$336,$AG172,FALSE)","v":{"$error":"#N/A"}},{"$f":"HLOOKUP(BA$371,'Appendix D'!$A$1:$DF$336,$AG172,FALSE)","v":{"$error":"#N/A"}},{"$f":"HLOOKUP(BB$371,'Appendix D'!$A$1:$DF$336,$AG172,FALSE)","v":{"$error":"#N/A"}},8]
[null,null,null,null,null,null,null,null,null,null,null,null,null,null,null,null,null,null,null,null,null,null,null,null,null,null,null,{"$f":"AB172+5","v":5},{"$f":"HLOOKUP(AB173,AH165:BC180,AE167,TRUE)","v":{"$error":"#REF!"}},{"$f":"HLOOKUP(AB173,AH165:BC180,AE168,TRUE)","v":{"$error":"#REF!"}},null,null,140,65,{"$f":"HLOOKUP(AI$371,'Appendix D'!$A$1:$DF$336,$AG173,FALSE)","v":{"$error":"#N/A"}},{"$f":"HLOOKUP(AJ$371,'Appendix D'!$A$1:$DF$336,$AG173,FALSE)","v":{"$error":"#N/A"}},{"$f":"HLOOKUP(AK$371,'Appendix D'!$A$1:$DF$336,$AG173,FALSE)","v":{"$error":"#N/A"}},{"$f":"HLOOKUP(AL$371,'Appendix D'!$A$1:$DF$336,$AG173,FALSE)","v":{"$error":"#N/A"}},{"$f":"HLOOKUP(AM$371,'Appendix D'!$A$1:$DF$336,$AG173,FALSE)","v":{"$error":"#N/A"}},{"$f":"HLOOKUP(AN$371,'Appendix D'!$A$1:$DF$336,$AG173,FALSE)","v":{"$error":"#N/A"}},{"$f":"HLOOKUP(AO$371,'Appendix D'!$A$1:$DF$336,$AG173,FALSE)","v":{"$error":"#N/A"}},{"$f":"HLOOKUP(AP$371,'Appendix D'!$A$1:$DF$336,$AG173,FALSE)","v":{"$error":"#N/A"}},{"$f":"HLOOKUP(AQ$371,'Appendix D'!$A$1:$DF$336,$AG173,FALSE)","v":{"$error":"#N/A"}},{"$f":"HLOOKUP(AR$371,'Appendix D'!$A$1:$DF$336,$AG173,FALSE)","v":{"$error":"#N/A"}},{"$f":"HLOOKUP(AS$371,'Appendix D'!$A$1:$DF$336,$AG173,FALSE)","v":{"$error":"#N/A"}},{"$f":"HLOOKUP(AT$371,'Appendix D'!$A$1:$DF$336,$AG173,FALSE)","v":{"$error":"#N/A"}},{"$f":"HLOOKUP(AU$371,'Appendix D'!$A$1:$DF$336,$AG173,FALSE)","v":{"$error":"#N/A"}},{"$f":"HLOOKUP(AV$371,'Appendix D'!$A$1:$DF$336,$AG173,FALSE)","v":{"$error":"#N/A"}},{"$f":"HLOOKUP(AW$371,'Appendix D'!$A$1:$DF$336,$AG173,FALSE)","v":{"$error":"#N/A"}},{"$f":"HLOOKUP(AX$371,'Appendix D'!$A$1:$DF$336,$AG173,FALSE)","v":{"$error":"#N/A"}},{"$f":"HLOOKUP(AY$371,'Appendix D'!$A$1:$DF$336,$AG173,FALSE)","v":{"$error":"#N/A"}},{"$f":"HLOOKUP(AZ$371,'Appendix D'!$A$1:$DF$336,$AG173,FALSE)","v":{"$error":"#N/A"}},{"$f":"HLOOKUP(BA$371,'Appendix D'!$A$1:$DF$336,$AG173,FALSE)","v":{"$error":"#N/A"}},{"$f":"HLOOKUP(BB$371,'Appendix D'!$A$1:$DF$336,$AG173,FALSE)","v":{"$error":"#N/A"}},9]
[null,null,null,null,null,null,null,null,null,null,null,null,null,null,null,null,null,null,null,null,null,null,null,null,null,null,null,null,null,null,null,null,141,70,{"$f":"HLOOKUP(AI$371,'Appendix D'!$A$1:$DF$336,$AG174,FALSE)","v":{"$error":"#N/A"}},{"$f":"HLOOKUP(AJ$371,'Appendix D'!$A$1:$DF$336,$AG174,FALSE)","v":{"$error":"#N/A"}},{"$f":"HLOOKUP(AK$371,'Appendix D'!$A$1:$DF$336,$AG174,FALSE)","v":{"$error":"#N/A"}},{"$f":"HLOOKUP(AL$371,'Appendix D'!$A$1:$DF$336,$AG174,FALSE)","v":{"$error":"#N/A"}},{"$f":"HLOOKUP(AM$371,'Appendix D'!$A$1:$DF$336,$AG174,FALSE)","v":{"$error":"#N/A"}},{"$f":"HLOOKUP(AN$371,'Appendix D'!$A$1:$DF$336,$AG174,FALSE)","v":{"$error":"#N/A"}},{"$f":"HLOOKUP(AO$371,'Appendix D'!$A$1:$DF$336,$AG174,FALSE)","v":{"$error":"#N/A"}},{"$f":"HLOOKUP(AP$371,'Appendix D'!$A$1:$DF$336,$AG174,FALSE)","v":{"$error":"#N/A"}},{"$f":"HLOOKUP(AQ$371,'Appendix D'!$A$1:$DF$336,$AG174,FALSE)","v":{"$error":"#N/A"}},{"$f":"HLOOKUP(AR$371,'Appendix D'!$A$1:$DF$336,$AG174,FALSE)","v":{"$error":"#N/A"}},{"$f":"HLOOKUP(AS$371,'Appendix D'!$A$1:$DF$336,$AG174,FALSE)","v":{"$error":"#N/A"}},{"$f":"HLOOKUP(AT$371,'Appendix D'!$A$1:$DF$336,$AG174,FALSE)","v":{"$error":"#N/A"}},{"$f":"HLOOKUP(AU$371,'Appendix D'!$A$1:$DF$336,$AG174,FALSE)","v":{"$error":"#N/A"}},{"$f":"HLOOKUP(AV$371,'Appendix D'!$A$1:$DF$336,$AG174,FALSE)","v":{"$error":"#N/A"}},{"$f":"HLOOKUP(AW$371,'Appendix D'!$A$1:$DF$336,$AG174,FALSE)","v":{"$error":"#N/A"}},{"$f":"HLOOKUP(AX$371,'Appendix D'!$A$1:$DF$336,$AG174,FALSE)","v":{"$error":"#N/A"}},{"$f":"HLOOKUP(AY$371,'Appendix D'!$A$1:$DF$336,$AG174,FALSE)","v":{"$error":"#N/A"}},{"$f":"HLOOKUP(AZ$371,'Appendix D'!$A$1:$DF$336,$AG174,FALSE)","v":{"$error":"#N/A"}},{"$f":"HLOOKUP(BA$371,'Appendix D'!$A$1:$DF$336,$AG174,FALSE)","v":{"$error":"#N/A"}},{"$f":"HLOOKUP(BB$371,'Appendix D'!$A$1:$DF$336,$AG174,FALSE)","v":{"$error":"#N/A"}},10]
[null,null,null,null,null,null,null,null,null,null,null,null,null,null,null,null,null,null,null,null,null,null,null,null,null,null,null,null,{"$f":"AC165","v":0},null,null,null,142,75,{"$f":"HLOOKUP(AI$371,'Appendix D'!$A$1:$DF$336,$AG175,FALSE)","v":{"$error":"#N/A"}},{"$f":"HLOOKUP(AJ$371,'Appendix D'!$A$1:$DF$336,$AG175,FALSE)","v":{"$error":"#N/A"}},{"$f":"HLOOKUP(AK$371,'Appendix D'!$A$1:$DF$336,$AG175,FALSE)","v":{"$error":"#N/A"}},{"$f":"HLOOKUP(AL$371,'Appendix D'!$A$1:$DF$336,$AG175,FALSE)","v":{"$error":"#N/A"}},{"$f":"HLOOKUP(AM$371,'Appendix D'!$A$1:$DF$336,$AG175,FALSE)","v":{"$error":"#N/A"}},{"$f":"HLOOKUP(AN$371,'Appendix D'!$A$1:$DF$336,$AG175,FALSE)","v":{"$error":"#N/A"}},{"$f":"HLOOKUP(AO$371,'Appendix D'!$A$1:$DF$336,$AG175,FALSE)","v":{"$error":"#N/A"}},{"$f":"HLOOKUP(AP$371,'Appendix D'!$A$1:$DF$336,$AG175,FALSE)","v":{"$error":"#N/A"}},{"$f":"HLOOKUP(AQ$371,'Appendix D'!$A$1:$DF$336,$AG175,FALSE)","v":{"$error":"#N/A"}},{"$f":"HLOOKUP(AR$371,'Appendix D'!$A$1:$DF$336,$AG175,FALSE)","v":{"$error":"#N/A"}},{"$f":"HLOOKUP(AS$371,'Appendix D'!$A$1:$DF$336,$AG175,FALSE)","v":{"$error":"#N/A"}},{"$f":"HLOOKUP(AT$371,'Appendix D'!$A$1:$DF$336,$AG175,FALSE)","v":{"$error":"#N/A"}},{"$f":"HLOOKUP(AU$371,'Appendix D'!$A$1:$DF$336,$AG175,FALSE)","v":{"$error":"#N/A"}},{"$f":"HLOOKUP(AV$371,'Appendix D'!$A$1:$DF$336,$AG175,FALSE)","v":{"$error":"#N/A"}},{"$f":"HLOOKUP(AW$371,'Appendix D'!$A$1:$DF$336,$AG175,FALSE)","v":{"$error":"#N/A"}},{"$f":"HLOOKUP(AX$371,'Appendix D'!$A$1:$DF$336,$AG175,FALSE)","v":{"$error":"#N/A"}},{"$f":"HLOOKUP(AY$371,'Appendix D'!$A$1:$DF$336,$AG175,FALSE)","v":{"$error":"#N/A"}},{"$f":"HLOOKUP(AZ$371,'Appendix D'!$A$1:$DF$336,$AG175,FALSE)","v":{"$error":"#N/A"}},{"$f":"HLOOKUP(BA$371,'Appendix D'!$A$1:$DF$336,$AG175,FALSE)","v":{"$error":"#N/A"}},{"$f":"HLOOKUP(BB$371,'Appendix D'!$A$1:$DF$336,$AG175,FALSE)","v":{"$error":"#N/A"}},11]
[null,null,null,null,null,null,null,null,null,null,null,null,null,null,null,null,null,null,null,null,null,null,null,null,null,null,null,{"$f":"AB172","v":0},{"$f":"(AC172+((AD172-AC172)/(AD171-AC171)*(AC165-AC171)))","v":0},null,null,null,143,80,{"$f":"HLOOKUP(AI$371,'Appendix D'!$A$1:$DF$336,$AG176,FALSE)","v":{"$error":"#N/A"}},{"$f":"HLOOKUP(AJ$371,'Appendix D'!$A$1:$DF$336,$AG176,FALSE)","v":{"$error":"#N/A"}},{"$f":"HLOOKUP(AK$371,'Appendix D'!$A$1:$DF$336,$AG176,FALSE)","v":{"$error":"#N/A"}},{"$f":"HLOOKUP(AL$371,'Appendix D'!$A$1:$DF$336,$AG176,FALSE)","v":{"$error":"#N/A"}},{"$f":"HLOOKUP(AM$371,'Appendix D'!$A$1:$DF$336,$AG176,FALSE)","v":{"$error":"#N/A"}},{"$f":"HLOOKUP(AN$371,'Appendix D'!$A$1:$DF$336,$AG176,FALSE)","v":{"$error":"#N/A"}},{"$f":"HLOOKUP(AO$371,'Appendix D'!$A$1:$DF$336,$AG176,FALSE)","v":{"$error":"#N/A"}},{"$f":"HLOOKUP(AP$371,'Appendix D'!$A$1:$DF$336,$AG176,FALSE)","v":{"$error":"#N/A"}},{"$f":"HLOOKUP(AQ$371,'Appendix D'!$A$1:$DF$336,$AG176,FALSE)","v":{"$error":"#N/A"}},{"$f":"HLOOKUP(AR$371,'Appendix D'!$A$1:$DF$336,$AG176,FALSE)","v":{"$error":"#N/A"}},{"$f":"HLOOKUP(AS$371,'Appendix D'!$A$1:$DF$336,$AG176,FALSE)","v":{"$error":"#N/A"}},{"$f":"HLOOKUP(AT$371,'Appendix D'!$A$1:$DF$336,$AG176,FALSE)","v":{"$error":"#N/A"}},{"$f":"HLOOKUP(AU$371,'Appendix D'!$A$1:$DF$336,$AG176,FALSE)","v":{"$error":"#N/A"}},{"$f":"HLOOKUP(AV$371,'Appendix D'!$A$1:$DF$336,$AG176,FALSE)","v":{"$error":"#N/A"}},{"$f":"HLOOKUP(AW$371,'Appendix D'!$A$1:$DF$336,$AG176,FALSE)","v":{"$error":"#N/A"}},{"$f":"HLOOKUP(AX$371,'Appendix D'!$A$1:$DF$336,$AG176,FALSE)","v":{"$error":"#N/A"}},{"$f":"HLOOKUP(AY$371,'Appendix D'!$A$1:$DF$336,$AG176,FALSE)","v":{"$error":"#N/A"}},{"$f":"HLOOKUP(AZ$371,'Appendix D'!$A$1:$DF$336,$AG176,FALSE)","v":{"$error":"#N/A"}},{"$f":"HLOOKUP(BA$371,'Appendix D'!$A$1:$DF$336,$AG176,FALSE)","v":{"$error":"#N/A"}},{"$f":"HLOOKUP(BB$371,'Appendix D'!$A$1:$DF$336,$AG176,FALSE)","v":{"$error":"#N/A"}},12]
[null,null,null,null,null,null,null,null,null,null,null,null,null,null,null,null,null,null,null,null,null,null,null,null,null,null,null,{"$f":"AB173","v":5},{"$f":"(AC173+((AD173-AC173)/(AD171-AC171)*(AC165-AC171)))","v":{"$error":"#REF!"}},null,null,null,144,85,{"$f":"HLOOKUP(AI$371,'Appendix D'!$A$1:$DF$336,$AG177,FALSE)","v":{"$error":"#N/A"}},{"$f":"HLOOKUP(AJ$371,'Appendix D'!$A$1:$DF$336,$AG177,FALSE)","v":{"$error":"#N/A"}},{"$f":"HLOOKUP(AK$371,'Appendix D'!$A$1:$DF$336,$AG177,FALSE)","v":{"$error":"#N/A"}},{"$f":"HLOOKUP(AL$371,'Appendix D'!$A$1:$DF$336,$AG177,FALSE)","v":{"$error":"#N/A"}},{"$f":"HLOOKUP(AM$371,'Appendix D'!$A$1:$DF$336,$AG177,FALSE)","v":{"$error":"#N/A"}},{"$f":"HLOOKUP(AN$371,'Appendix D'!$A$1:$DF$336,$AG177,FALSE)","v":{"$error":"#N/A"}},{"$f":"HLOOKUP(AO$371,'Appendix D'!$A$1:$DF$336,$AG177,FALSE)","v":{"$error":"#N/A"}},{"$f":"HLOOKUP(AP$371,'Appendix D'!$A$1:$DF$336,$AG177,FALSE)","v":{"$error":"#N/A"}},{"$f":"HLOOKUP(AQ$371,'Appendix D'!$A$1:$DF$336,$AG177,FALSE)","v":{"$error":"#N/A"}},{"$f":"HLOOKUP(AR$371,'Appendix D'!$A$1:$DF$336,$AG177,FALSE)","v":{"$error":"#N/A"}},{"$f":"HLOOKUP(AS$371,'Appendix D'!$A$1:$DF$336,$AG177,FALSE)","v":{"$error":"#N/A"}},{"$f":"HLOOKUP(AT$371,'Appendix D'!$A$1:$DF$336,$AG177,FALSE)","v":{"$error":"#N/A"}},{"$f":"HLOOKUP(AU$371,'Appendix D'!$A$1:$DF$336,$AG177,FALSE)","v":{"$error":"#N/A"}},{"$f":"HLOOKUP(AV$371,'Appendix D'!$A$1:$DF$336,$AG177,FALSE)","v":{"$error":"#N/A"}},{"$f":"HLOOKUP(AW$371,'Appendix D'!$A$1:$DF$336,$AG177,FALSE)","v":{"$error":"#N/A"}},{"$f":"HLOOKUP(AX$371,'Appendix D'!$A$1:$DF$336,$AG177,FALSE)","v":{"$error":"#N/A"}},{"$f":"HLOOKUP(AY$371,'Appendix D'!$A$1:$DF$336,$AG177,FALSE)","v":{"$error":"#N/A"}},{"$f":"HLOOKUP(AZ$371,'Appendix D'!$A$1:$DF$336,$AG177,FALSE)","v":{"$error":"#N/A"}},{"$f":"HLOOKUP(BA$371,'Appendix D'!$A$1:$DF$336,$AG177,FALSE)","v":{"$error":"#N/A"}},{"$f":"HLOOKUP(BB$371,'Appendix D'!$A$1:$DF$336,$AG177,FALSE)","v":{"$error":"#N/A"}},13]
[null,null,null,null,null,null,null,null,null,null,null,null,null,null,null,null,null,null,null,null,null,null,null,null,null,null,null,null,null,null,null,null,145,90,{"$f":"HLOOKUP(AI$371,'Appendix D'!$A$1:$DF$336,$AG178,FALSE)","v":{"$error":"#N/A"}},{"$f":"HLOOKUP(AJ$371,'Appendix D'!$A$1:$DF$336,$AG178,FALSE)","v":{"$error":"#N/A"}},{"$f":"HLOOKUP(AK$371,'Appendix D'!$A$1:$DF$336,$AG178,FALSE)","v":{"$error":"#N/A"}},{"$f":"HLOOKUP(AL$371,'Appendix D'!$A$1:$DF$336,$AG178,FALSE)","v":{"$error":"#N/A"}},{"$f":"HLOOKUP(AM$371,'Appendix D'!$A$1:$DF$336,$AG178,FALSE)","v":{"$error":"#N/A"}},{"$f":"HLOOKUP(AN$371,'Appendix D'!$A$1:$DF$336,$AG178,FALSE)","v":{"$error":"#N/A"}},{"$f":"HLOOKUP(AO$371,'Appendix D'!$A$1:$DF$336,$AG178,FALSE)","v":{"$error":"#N/A"}},{"$f":"HLOOKUP(AP$371,'Appendix D'!$A$1:$DF$336,$AG178,FALSE)","v":{"$error":"#N/A"}},{"$f":"HLOOKUP(AQ$371,'Appendix D'!$A$1:$DF$336,$AG178,FALSE)","v":{"$error":"#N/A"}},{"$f":"HLOOKUP(AR$371,'Appendix D'!$A$1:$DF$336,$AG178,FALSE)","v":{"$error":"#N/A"}},{"$f":"HLOOKUP(AS$371,'Appendix D'!$A$1:$DF$336,$AG178,FALSE)","v":{"$error":"#N/A"}},{"$f":"HLOOKUP(AT$371,'Appendix D'!$A$1:$DF$336,$AG178,FALSE)","v":{"$error":"#N/A"}},{"$f":"HLOOKUP(AU$371,'Appendix D'!$A$1:$DF$336,$AG178,FALSE)","v":{"$error":"#N/A"}},{"$f":"HLOOKUP(AV$371,'Appendix D'!$A$1:$DF$336,$AG178,FALSE)","v":{"$error":"#N/A"}},{"$f":"HLOOKUP(AW$371,'Appendix D'!$A$1:$DF$336,$AG178,FALSE)","v":{"$error":"#N/A"}},{"$f":"HLOOKUP(AX$371,'Appendix D'!$A$1:$DF$336,$AG178,FALSE)","v":{"$error":"#N/A"}},{"$f":"HLOOKUP(AY$371,'Appendix D'!$A$1:$DF$336,$AG178,FALSE)","v":{"$error":"#N/A"}},{"$f":"HLOOKUP(AZ$371,'Appendix D'!$A$1:$DF$336,$AG178,FALSE)","v":{"$error":"#N/A"}},{"$f":"HLOOKUP(BA$371,'Appendix D'!$A$1:$DF$336,$AG178,FALSE)","v":{"$error":"#N/A"}},{"$f":"HLOOKUP(BB$371,'Appendix D'!$A$1:$DF$336,$AG178,FALSE)","v":{"$error":"#N/A"}},14]
[null,null,null,null,null,null,null,null,null,null,null,null,null,null,null,null,null,null,null,null,null,null,null,null,null,null,null,null,{"$f":"AC175","v":0},null,null,null,146,95,{"$f":"HLOOKUP(AI$371,'Appendix D'!$A$1:$DF$336,$AG179,FALSE)","v":{"$error":"#N/A"}},{"$f":"HLOOKUP(AJ$371,'Appendix D'!$A$1:$DF$336,$AG179,FALSE)","v":{"$error":"#N/A"}},{"$f":"HLOOKUP(AK$371,'Appendix D'!$A$1:$DF$336,$AG179,FALSE)","v":{"$error":"#N/A"}},{"$f":"HLOOKUP(AL$371,'Appendix D'!$A$1:$DF$336,$AG179,FALSE)","v":{"$error":"#N/A"}},{"$f":"HLOOKUP(AM$371,'Appendix D'!$A$1:$DF$336,$AG179,FALSE)","v":{"$error":"#N/A"}},{"$f":"HLOOKUP(AN$371,'Appendix D'!$A$1:$DF$336,$AG179,FALSE)","v":{"$error":"#N/A"}},{"$f":"HLOOKUP(AO$371,'Appendix D'!$A$1:$DF$336,$AG179,FALSE)","v":{"$error":"#N/A"}},{"$f":"HLOOKUP(AP$371,'Appendix D'!$A$1:$DF$336,$AG179,FALSE)","v":{"$error":"#N/A"}},{"$f":"HLOOKUP(AQ$371,'Appendix D'!$A$1:$DF$336,$AG179,FALSE)","v":{"$error":"#N/A"}},{"$f":"HLOOKUP(AR$371,'Appendix D'!$A$1:$DF$336,$AG179,FALSE)","v":{"$error":"#N/A"}},{"$f":"HLOOKUP(AS$371,'Appendix D'!$A$1:$DF$336,$AG179,FALSE)","v":{"$error":"#N/A"}},{"$f":"HLOOKUP(AT$371,'Appendix D'!$A$1:$DF$336,$AG179,FALSE)","v":{"$error":"#N/A"}},{"$f":"HLOOKUP(AU$371,'Appendix D'!$A$1:$DF$336,$AG179,FALSE)","v":{"$error":"#N/A"}},{"$f":"HLOOKUP(AV$371,'Appendix D'!$A$1:$DF$336,$AG179,FALSE)","v":{"$error":"#N/A"}},{"$f":"HLOOKUP(AW$371,'Appendix D'!$A$1:$DF$336,$AG179,FALSE)","v":{"$error":"#N/A"}},{"$f":"HLOOKUP(AX$371,'Appendix D'!$A$1:$DF$336,$AG179,FALSE)","v":{"$error":"#N/A"}},{"$f":"HLOOKUP(AY$371,'Appendix D'!$A$1:$DF$336,$AG179,FALSE)","v":{"$error":"#N/A"}},{"$f":"HLOOKUP(AZ$371,'Appendix D'!$A$1:$DF$336,$AG179,FALSE)","v":{"$error":"#N/A"}},{"$f":"HLOOKUP(BA$371,'Appendix D'!$A$1:$DF$336,$AG179,FALSE)","v":{"$error":"#N/A"}},{"$f":"HLOOKUP(BB$371,'Appendix D'!$A$1:$DF$336,$AG179,FALSE)","v":{"$error":"#N/A"}},15]
[null,null,null,null,null,null,null,null,null,null,null,null,null,null,null,null,null,null,null,null,null,null,null,null,null,null,null,{"$f":"AD165","v":5},{"$f":"(AC176+((AC177-AC176)/(AB177-AB176)*(AB180-AB176)))","v":{"$error":"#REF!"}},null,null,null,147,98,{"$f":"HLOOKUP(AI$371,'Appendix D'!$A$1:$DF$336,$AG180,FALSE)","v":{"$error":"#N/A"}},{"$f":"HLOOKUP(AJ$371,'Appendix D'!$A$1:$DF$336,$AG180,FALSE)","v":{"$error":"#N/A"}},{"$f":"HLOOKUP(AK$371,'Appendix D'!$A$1:$DF$336,$AG180,FALSE)","v":{"$error":"#N/A"}},{"$f":"HLOOKUP(AL$371,'Appendix D'!$A$1:$DF$336,$AG180,FALSE)","v":{"$error":"#N/A"}},{"$f":"HLOOKUP(AM$371,'Appendix D'!$A$1:$DF$336,$AG180,FALSE)","v":{"$error":"#N/A"}},{"$f":"HLOOKUP(AN$371,'Appendix D'!$A$1:$DF$336,$AG180,FALSE)","v":{"$error":"#N/A"}},{"$f":"HLOOKUP(AO$371,'Appendix D'!$A$1:$DF$336,$AG180,FALSE)","v":{"$error":"#N/A"}},{"$f":"HLOOKUP(AP$371,'Appendix D'!$A$1:$DF$336,$AG180,FALSE)","v":{"$error":"#N/A"}},{"$f":"HLOOKUP(AQ$371,'Appendix D'!$A$1:$DF$336,$AG180,FALSE)","v":{"$error":"#N/A"}},{"$f":"HLOOKUP(AR$371,'Appendix D'!$A$1:$DF$336,$AG180,FALSE)","v":{"$error":"#N/A"}},{"$f":"HLOOKUP(AS$371,'Appendix D'!$A$1:$DF$336,$AG180,FALSE)","v":{"$error":"#N/A"}},{"$f":"HLOOKUP(AT$371,'Appendix D'!$A$1:$DF$336,$AG180,FALSE)","v":{"$error":"#N/A"}},{"$f":"HLOOKUP(AU$371,'Appendix D'!$A$1:$DF$336,$AG180,FALSE)","v":{"$error":"#N/A"}},{"$f":"HLOOKUP(AV$371,'Appendix D'!$A$1:$DF$336,$AG180,FALSE)","v":{"$error":"#N/A"}},{"$f":"HLOOKUP(AW$371,'Appendix D'!$A$1:$DF$336,$AG180,FALSE)","v":{"$error":"#N/A"}},{"$f":"HLOOKUP(AX$371,'Appendix D'!$A$1:$DF$336,$AG180,FALSE)","v":{"$error":"#N/A"}},{"$f":"HLOOKUP(AY$371,'Appendix D'!$A$1:$DF$336,$AG180,FALSE)","v":{"$error":"#N/A"}},{"$f":"HLOOKUP(AZ$371,'Appendix D'!$A$1:$DF$336,$AG180,FALSE)","v":{"$error":"#N/A"}},{"$f":"HLOOKUP(BA$371,'Appendix D'!$A$1:$DF$336,$AG180,FALSE)","v":{"$error":"#N/A"}},{"$f":"HLOOKUP(BB$371,'Appendix D'!$A$1:$DF$336,$AG180,FALSE)","v":{"$error":"#N/A"}},16]
[]
[null,null,null,null,null,null,null,null,null,null,null,null,null,null,null,null,null,null,null,null,null,null,null,null,null,null,null,"2.00 INCH RETENTION EFFICIENCY INTERPOLATION",null,null,null,null,null,{"$f":"$AH$25","v":0},null,null,null,null,"Mean Annual Mass Removal Efficiencies for 2.00-inches of Retention "]
[]
[null,null,null,null,null,null,null,null,null,null,null,null,null,null,null,null,null,null,null,null,null,null,null,null,null,null,null,"POST","CN","DCIA"]
[null,null,null,null,null,null,null,null,null,null,null,null,null,null,null,null,null,null,null,null,null,null,null,null,null,null,null,null,null,null,null,null,null,"NDCIA CN","Percent DCIA"]
[null,null,null,null,null,null,null,null,null,null,null,null,null,null,null,null,null,null,null,null,null,null,null,null,null,null,null,null,{"$f":"'Watershed Characteristics'!$AA$47","v":0},{"$f":"IF('Watershed Characteristics'!$AA$48<5, 5, 'Watershed Characteristics'!$AA$48)","v":5},null,null,null,null,5,10,15,20,25,30,35,40,45,50,55,60,65,70,75,80,85,90,95,100]
[null,null,null,null,null,null,null,null,null,null,null,null,null,null,null,null,null,null,null,null,null,null,null,null,null,null,null,null,null,null,null,null,154,30,{"$f":"HLOOKUP(AI$371,'Appendix D'!$A$1:$DF$336,$AG187,FALSE)","v":{"$error":"#N/A"}},{"$f":"HLOOKUP(AJ$371,'Appendix D'!$A$1:$DF$336,$AG187,FALSE)","v":{"$error":"#N/A"}},{"$f":"HLOOKUP(AK$371,'Appendix D'!$A$1:$DF$336,$AG187,FALSE)","v":{"$error":"#N/A"}},{"$f":"HLOOKUP(AL$371,'Appendix D'!$A$1:$DF$336,$AG187,FALSE)","v":{"$error":"#N/A"}},{"$f":"HLOOKUP(AM$371,'Appendix D'!$A$1:$DF$336,$AG187,FALSE)","v":{"$error":"#N/A"}},{"$f":"HLOOKUP(AN$371,'Appendix D'!$A$1:$DF$336,$AG187,FALSE)","v":{"$error":"#N/A"}},{"$f":"HLOOKUP(AO$371,'Appendix D'!$A$1:$DF$336,$AG187,FALSE)","v":{"$error":"#N/A"}},{"$f":"HLOOKUP(AP$371,'Appendix D'!$A$1:$DF$336,$AG187,FALSE)","v":{"$error":"#N/A"}},{"$f":"HLOOKUP(AQ$371,'Appendix D'!$A$1:$DF$336,$AG187,FALSE)","v":{"$error":"#N/A"}},{"$f":"HLOOKUP(AR$371,'Appendix D'!$A$1:$DF$336,$AG187,FALSE)","v":{"$error":"#N/A"}},{"$f":"HLOOKUP(AS$371,'Appendix D'!$A$1:$DF$336,$AG187,FALSE)","v":{"$error":"#N/A"}},{"$f":"HLOOKUP(AT$371,'Appendix D'!$A$1:$DF$336,$AG187,FALSE)","v":{"$error":"#N/A"}},{"$f":"HLOOKUP(AU$371,'Appendix D'!$A$1:$DF$336,$AG187,FALSE)","v":{"$error":"#N/A"}},{"$f":"HLOOKUP(AV$371,'Appendix D'!$A$1:$DF$336,$AG187,FALSE)","v":{"$error":"#N/A"}},{"$f":"HLOOKUP(AW$371,'Appendix D'!$A$1:$DF$336,$AG187,FALSE)","v":{"$error":"#N/A"}},{"$f":"HLOOKUP(AX$371,'Appendix D'!$A$1:$DF$336,$AG187,FALSE)","v":{"$error":"#N/A"}},{"$f":"HLOOKUP(AY$371,'Appendix D'!$A$1:$DF$336,$AG187,FALSE)","v":{"$error":"#N/A"}},{"$f":"HLOOKUP(AZ$371,'Appendix D'!$A$1:$DF$336,$AG187,FALSE)","v":{"$error":"#N/A"}},{"$f":"HLOOKUP(BA$371,'Appendix D'!$A$1:$DF$336,$AG187,FALSE)","v":{"$error":"#N/A"}},{"$f":"HLOOKUP(BB$371,'Appendix D'!$A$1:$DF$336,$AG187,FALSE)","v":{"$error":"#N/A"}},2]
[null,null,null,null,null,null,null,null,null,null,null,null,null,null,null,null,null,null,null,null,null,null,null,null,null,null,null,"R.Down:",{"$f":"(ROUNDDOWN(AC186/10,0)*10)","v":0},{"$f":"(ROUNDDOWN(AD186/10,0)*10)","v":0},{"$f":"AE41","v":{"$error":"#N/A"}},null,155,35,{"$f":"HLOOKUP(AI$371,'Appendix D'!$A$1:$DF$336,$AG188,FALSE)","v":{"$error":"#N/A"}},{"$f":"HLOOKUP(AJ$371,'Appendix D'!$A$1:$DF$336,$AG188,FALSE)","v":{"$error":"#N/A"}},{"$f":"HLOOKUP(AK$371,'Appendix D'!$A$1:$DF$336,$AG188,FALSE)","v":{"$error":"#N/A"}},{"$f":"HLOOKUP(AL$371,'Appendix D'!$A$1:$DF$336,$AG188,FALSE)","v":{"$error":"#N/A"}},{"$f":"HLOOKUP(AM$371,'Appendix D'!$A$1:$DF$336,$AG188,FALSE)","v":{"$error":"#N/A"}},{"$f":"HLOOKUP(AN$371,'Appendix D'!$A$1:$DF$336,$AG188,FALSE)","v":{"$error":"#N/A"}},{"$f":"HLOOKUP(AO$371,'Appendix D'!$A$1:$DF$336,$AG188,FALSE)","v":{"$error":"#N/A"}},{"$f":"HLOOKUP(AP$371,'Appendix D'!$A$1:$DF$336,$AG188,FALSE)","v":{"$error":"#N/A"}},{"$f":"HLOOKUP(AQ$371,'Appendix D'!$A$1:$DF$336,$AG188,FALSE)","v":{"$error":"#N/A"}},{"$f":"HLOOKUP(AR$371,'Appendix D'!$A$1:$DF$336,$AG188,FALSE)","v":{"$error":"#N/A"}},{"$f":"HLOOKUP(AS$371,'Appendix D'!$A$1:$DF$336,$AG188,FALSE)","v":{"$error":"#N/A"}},{"$f":"HLOOKUP(AT$371,'Appendix D'!$A$1:$DF$336,$AG188,FALSE)","v":{"$error":"#N/A"}},{"$f":"HLOOKUP(AU$371,'Appendix D'!$A$1:$DF$336,$AG188,FALSE)","v":{"$error":"#N/A"}},{"$f":"HLOOKUP(AV$371,'Appendix D'!$A$1:$DF$336,$AG188,FALSE)","v":{"$error":"#N/A"}},{"$f":"HLOOKUP(AW$371,'Appendix D'!$A$1:$DF$336,$AG188,FALSE)","v":{"$error":"#N/A"}},{"$f":"HLOOKUP(AX$371,'Appendix D'!$A$1:$DF$336,$AG188,FALSE)","v":{"$error":"#N/A"}},{"$f":"HLOOKUP(AY$371,'Appendix D'!$A$1:$DF$336,$AG188,FALSE)","v":{"$error":"#N/A"}},{"$f":"HLOOKUP(AZ$371,'Appendix D'!$A$1:$DF$336,$AG188,FALSE)","v":{"$error":"#N/A"}},{"$f":"HLOOKUP(BA$371,'Appendix D'!$A$1:$DF$336,$AG188,FALSE)","v":{"$error":"#N/A"}},{"$f":"HLOOKUP(BB$371,'Appendix D'!$A$1:$DF$336,$AG188,FALSE)","v":{"$error":"#N/A"}},3]
[null,null,null,null,null,null,null,null,null,null,null,null,null,null,null,null,null,null,null,null,null,null,null,null,null,null,null,"Diff:",{"$f":"AC186-AC188","v":0},{"$f":"AD186-AD188","v":5},{"$f":"AE42","v":{"$error":"#N/A"}},null,156,40,{"$f":"HLOOKUP(AI$371,'Appendix D'!$A$1:$DF$336,$AG189,FALSE)","v":{"$error":"#N/A"}},{"$f":"HLOOKUP(AJ$371,'Appendix D'!$A$1:$DF$336,$AG189,FALSE)","v":{"$error":"#N/A"}},{"$f":"HLOOKUP(AK$371,'Appendix D'!$A$1:$DF$336,$AG189,FALSE)","v":{"$error":"#N/A"}},{"$f":"HLOOKUP(AL$371,'Appendix D'!$A$1:$DF$336,$AG189,FALSE)","v":{"$error":"#N/A"}},{"$f":"HLOOKUP(AM$371,'Appendix D'!$A$1:$DF$336,$AG189,FALSE)","v":{"$error":"#N/A"}},{"$f":"HLOOKUP(AN$371,'Appendix D'!$A$1:$DF$336,$AG189,FALSE)","v":{"$error":"#N/A"}},{"$f":"HLOOKUP(AO$371,'Appendix D'!$A$1:$DF$336,$AG189,FALSE)","v":{"$error":"#N/A"}},{"$f":"HLOOKUP(AP$371,'Appendix D'!$A$1:$DF$336,$AG189,FALSE)","v":{"$error":"#N/A"}},{"$f":"HLOOKUP(AQ$371,'Appendix D'!$A$1:$DF$336,$AG189,FALSE)","v":{"$error":"#N/A"}},{"$f":"HLOOKUP(AR$371,'Appendix D'!$A$1:$DF$336,$AG189,FALSE)","v":{"$error":"#N/A"}},{"$f":"HLOOKUP(AS$371,'Appendix D'!$A$1:$DF$336,$AG189,FALSE)","v":{"$error":"#N/A"}},{"$f":"HLOOKUP(AT$371,'Appendix D'!$A$1:$DF$336,$AG189,FALSE)","v":{"$error":"#N/A"}},{"$f":"HLOOKUP(AU$371,'Appendix D'!$A$1:$DF$336,$AG189,FALSE)","v":{"$error":"#N/A"}},{"$f":"HLOOKUP(AV$371,'Appendix D'!$A$1:$DF$336,$AG189,FALSE)","v":{"$error":"#N/A"}},{"$f":"HLOOKUP(AW$371,'Appendix D'!$A$1:$DF$336,$AG189,FALSE)","v":{"$error":"#N/A"}},{"$f":"HLOOKUP(AX$371,'Appendix D'!$A$1:$DF$336,$AG189,FALSE)","v":{"$error":"#N/A"}},{"$f":"HLOOKUP(AY$371,'Appendix D'!$A$1:$DF$336,$AG189,FALSE)","v":{"$error":"#N/A"}},{"$f":"HLOOKUP(AZ$371,'Appendix D'!$A$1:$DF$336,$AG189,FALSE)","v":{"$error":"#N/A"}},{"$f":"HLOOKUP(BA$371,'Appendix D'!$A$1:$DF$336,$AG189,FALSE)","v":{"$error":"#N/A"}},{"$f":"HLOOKUP(BB$371,'Appendix D'!$A$1:$DF$336,$AG189,FALSE)","v":{"$error":"#N/A"}},4]
[null,null,null,null,null,null,null,null,null,null,null,null,null,null,null,null,null,null,null,null,null,null,null,null,null,null,null,null,null,null,{"$f":"AE43","v":{"$error":"#N/A"}},null,157,45,{"$f":"HLOOKUP(AI$371,'Appendix D'!$A$1:$DF$336,$AG190,FALSE)","v":{"$error":"#N/A"}},{"$f":"HLOOKUP(AJ$371,'Appendix D'!$A$1:$DF$336,$AG190,FALSE)","v":{"$error":"#N/A"}},{"$f":"HLOOKUP(AK$371,'Appendix D'!$A$1:$DF$336,$AG190,FALSE)","v":{"$error":"#N/A"}},{"$f":"HLOOKUP(AL$371,'Appendix D'!$A$1:$DF$336,$AG190,FALSE)","v":{"$error":"#N/A"}},{"$f":"HLOOKUP(AM$371,'Appendix D'!$A$1:$DF$336,$AG190,FALSE)","v":{"$error":"#N/A"}},{"$f":"HLOOKUP(AN$371,'Appendix D'!$A$1:$DF$336,$AG190,FALSE)","v":{"$error":"#N/A"}},{"$f":"HLOOKUP(AO$371,'Appendix D'!$A$1:$DF$336,$AG190,FALSE)","v":{"$error":"#N/A"}},{"$f":"HLOOKUP(AP$371,'Appendix D'!$A$1:$DF$336,$AG190,FALSE)","v":{"$error":"#N/A"}},{"$f":"HLOOKUP(AQ$371,'Appendix D'!$A$1:$DF$336,$AG190,FALSE)","v":{"$error":"#N/A"}},{"$f":"HLOOKUP(AR$371,'Appendix D'!$A$1:$DF$336,$AG190,FALSE)","v":{"$error":"#N/A"}},{"$f":"HLOOKUP(AS$371,'Appendix D'!$A$1:$DF$336,$AG190,FALSE)","v":{"$error":"#N/A"}},{"$f":"HLOOKUP(AT$371,'Appendix D'!$A$1:$DF$336,$AG190,FALSE)","v":{"$error":"#N/A"}},{"$f":"HLOOKUP(AU$371,'Appendix D'!$A$1:$DF$336,$AG190,FALSE)","v":{"$error":"#N/A"}},{"$f":"HLOOKUP(AV$371,'Appendix D'!$A$1:$DF$336,$AG190,FALSE)","v":{"$error":"#N/A"}},{"$f":"HLOOKUP(AW$371,'Appendix D'!$A$1:$DF$336,$AG190,FALSE)","v":{"$error":"#N/A"}},{"$f":"HLOOKUP(AX$371,'Appendix D'!$A$1:$DF$336,$AG190,FALSE)","v":{"$error":"#N/A"}},{"$f":"HLOOKUP(AY$371,'Appendix D'!$A$1:$DF$336,$AG190,FALSE)","v":{"$error":"#N/A"}},{"$f":"HLOOKUP(AZ$371,'Appendix D'!$A$1:$DF$336,$AG190,FALSE)","v":{"$error":"#N/A"}},{"$f":"HLOOKUP(BA$371,'Appendix D'!$A$1:$DF$336,$AG190,FALSE)","v":{"$error":"#N/A"}},{"$f":"HLOOKUP(BB$371,'Appendix D'!$A$1:$DF$336,$AG190,FALSE)","v":{"$error":"#N/A"}},5]
[null,null,null,null,null,null,null,null,null,null,null,null,null,null,null,null,null,null,null,null,null,null,null,null,null,null,null,null,null,null,{"$f":"AE44","v":{"$error":"#N/A"}},null,158,50,{"$f":"HLOOKUP(AI$371,'Appendix D'!$A$1:$DF$336,$AG191,FALSE)","v":{"$error":"#N/A"}},{"$f":"HLOOKUP(AJ$371,'Appendix D'!$A$1:$DF$336,$AG191,FALSE)","v":{"$error":"#N/A"}},{"$f":"HLOOKUP(AK$371,'Appendix D'!$A$1:$DF$336,$AG191,FALSE)","v":{"$error":"#N/A"}},{"$f":"HLOOKUP(AL$371,'Appendix D'!$A$1:$DF$336,$AG191,FALSE)","v":{"$error":"#N/A"}},{"$f":"HLOOKUP(AM$371,'Appendix D'!$A$1:$DF$336,$AG191,FALSE)","v":{"$error":"#N/A"}},{"$f":"HLOOKUP(AN$371,'Appendix D'!$A$1:$DF$336,$AG191,FALSE)","v":{"$error":"#N/A"}},{"$f":"HLOOKUP(AO$371,'Appendix D'!$A$1:$DF$336,$AG191,FALSE)","v":{"$error":"#N/A"}},{"$f":"HLOOKUP(AP$371,'Appendix D'!$A$1:$DF$336,$AG191,FALSE)","v":{"$error":"#N/A"}},{"$f":"HLOOKUP(AQ$371,'Appendix D'!$A$1:$DF$336,$AG191,FALSE)","v":{"$error":"#N/A"}},{"$f":"HLOOKUP(AR$371,'Appendix D'!$A$1:$DF$336,$AG191,FALSE)","v":{"$error":"#N/A"}},{"$f":"HLOOKUP(AS$371,'Appendix D'!$A$1:$DF$336,$AG191,FALSE)","v":{"$error":"#N/A"}},{"$f":"HLOOKUP(AT$371,'Appendix D'!$A$1:$DF$336,$AG191,FALSE)","v":{"$error":"#N/A"}},{"$f":"HLOOKUP(AU$371,'Appendix D'!$A$1:$DF$336,$AG191,FALSE)","v":{"$error":"#N/A"}},{"$f":"HLOOKUP(AV$371,'Appendix D'!$A$1:$DF$336,$AG191,FALSE)","v":{"$error":"#N/A"}},{"$f":"HLOOKUP(AW$371,'Appendix D'!$A$1:$DF$336,$AG191,FALSE)","v":{"$error":"#N/A"}},{"$f":"HLOOKUP(AX$371,'Appendix D'!$A$1:$DF$336,$AG191,FALSE)","v":{"$error":"#N/A"}},{"$f":"HLOOKUP(AY$371,'Appendix D'!$A$1:$DF$336,$AG191,FALSE)","v":{"$error":"#N/A"}},{"$f":"HLOOKUP(AZ$371,'Appendix D'!$A$1:$DF$336,$AG191,FALSE)","v":{"$error":"#N/A"}},{"$f":"HLOOKUP(BA$371,'Appendix D'!$A$1:$DF$336,$AG191,FALSE)","v":{"$error":"#N/A"}},{"$f":"HLOOKUP(BB$371,'Appendix D'!$A$1:$DF$336,$AG191,FALSE)","v":{"$error":"#N/A"}},6]
[null,null,null,null,null,null,null,null,null,null,null,null,null,null,null,null,null,null,null,null,null,null,null,null,null,null,null,null,{"$f":"IF(AC189>5,AC188+5,AC188)","v":0},{"$f":"IF(AC186>95,98,AC192+5)","v":5},null,null,159,55,{"$f":"HLOOKUP(AI$371,'Appendix D'!$A$1:$DF$336,$AG192,FALSE)","v":{"$error":"#N/A"}},{"$f":"HLOOKUP(AJ$371,'Appendix D'!$A$1:$DF$336,$AG192,FALSE)","v":{"$error":"#N/A"}},{"$f":"HLOOKUP(AK$371,'Appendix D'!$A$1:$DF$336,$AG192,FALSE)","v":{"$error":"#N/A"}},{"$f":"HLOOKUP(AL$371,'Appendix D'!$A$1:$DF$336,$AG192,FALSE)","v":{"$error":"#N/A"}},{"$f":"HLOOKUP(AM$371,'Appendix D'!$A$1:$DF$336,$AG192,FALSE)","v":{"$error":"#N/A"}},{"$f":"HLOOKUP(AN$371,'Appendix D'!$A$1:$DF$336,$AG192,FALSE)","v":{"$error":"#N/A"}},{"$f":"HLOOKUP(AO$371,'Appendix D'!$A$1:$DF$336,$AG192,FALSE)","v":{"$error":"#N/A"}},{"$f":"HLOOKUP(AP$371,'Appendix D'!$A$1:$DF$336,$AG192,FALSE)","v":{"$error":"#N/A"}},{"$f":"HLOOKUP(AQ$371,'Appendix D'!$A$1:$DF$336,$AG192,FALSE)","v":{"$error":"#N/A"}},{"$f":"HLOOKUP(AR$371,'Appendix D'!$A$1:$DF$336,$AG192,FALSE)","v":{"$error":"#N/A"}},{"$f":"HLOOKUP(AS$371,'Appendix D'!$A$1:$DF$336,$AG192,FALSE)","v":{"$error":"#N/A"}},{"$f":"HLOOKUP(AT$371,'Appendix D'!$A$1:$DF$336,$AG192,FALSE)","v":{"$error":"#N/A"}},{"$f":"HLOOKUP(AU$371,'Appendix D'!$A$1:$DF$336,$AG192,FALSE)","v":{"$error":"#N/A"}},{"$f":"HLOOKUP(AV$371,'Appendix D'!$A$1:$DF$336,$AG192,FALSE)","v":{"$error":"#N/A"}},{"$f":"HLOOKUP(AW$371,'Appendix D'!$A$1:$DF$336,$AG192,FALSE)","v":{"$error":"#N/A"}},{"$f":"HLOOKUP(AX$371,'Appendix D'!$A$1:$DF$336,$AG192,FALSE)","v":{"$error":"#N/A"}},{"$f":"HLOOKUP(AY$371,'Appendix D'!$A$1:$DF$336,$AG192,FALSE)","v":{"$error":"#N/A"}},{"$f":"HLOOKUP(AZ$371,'Appendix D'!$A$1:$DF$336,$AG192,FALSE)","v":{"$error":"#N/A"}},{"$f":"HLOOKUP(BA$371,'Appendix D'!$A$1:$DF$336,$AG192,FALSE)","v":{"$error":"#N/A"}},{"$f":"HLOOKUP(BB$371,'Appendix D'!$A$1:$DF$336,$AG192,FALSE)","v":{"$error":"#N/A"}},7]
[null,null,null,null,null,null,null,null,null,null,null,null,null,null,null,null,null,null,null,null,null,null,null,null,null,null,null,{"$f":"IF(AD189>5,AD188+5,AD188)","v":0},{"$f":"IF(AB193=0,0,HLOOKUP(AB193,AH186:BC201,AE188,TRUE))","v":0},{"$f":"IF(AB193=0,0,HLOOKUP(AB193,AH186:BC201,AE189,TRUE))","v":0},null,null,160,60,{"$f":"HLOOKUP(AI$371,'Appendix D'!$A$1:$DF$336,$AG193,FALSE)","v":{"$error":"#N/A"}},{"$f":"HLOOKUP(AJ$371,'Appendix D'!$A$1:$DF$336,$AG193,FALSE)","v":{"$error":"#N/A"}},{"$f":"HLOOKUP(AK$371,'Appendix D'!$A$1:$DF$336,$AG193,FALSE)","v":{"$error":"#N/A"}},{"$f":"HLOOKUP(AL$371,'Appendix D'!$A$1:$DF$336,$AG193,FALSE)","v":{"$error":"#N/A"}},{"$f":"HLOOKUP(AM$371,'Appendix D'!$A$1:$DF$336,$AG193,FALSE)","v":{"$error":"#N/A"}},{"$f":"HLOOKUP(AN$371,'Appendix D'!$A$1:$DF$336,$AG193,FALSE)","v":{"$error":"#N/A"}},{"$f":"HLOOKUP(AO$371,'Appendix D'!$A$1:$DF$336,$AG193,FALSE)","v":{"$error":"#N/A"}},{"$f":"HLOOKUP(AP$371,'Appendix D'!$A$1:$DF$336,$AG193,FALSE)","v":{"$error":"#N/A"}},{"$f":"HLOOKUP(AQ$371,'Appendix D'!$A$1:$DF$336,$AG193,FALSE)","v":{"$error":"#N/A"}},{"$f":"HLOOKUP(AR$371,'Appendix D'!$A$1:$DF$336,$AG193,FALSE)","v":{"$error":"#N/A"}},{"$f":"HLOOKUP(AS$371,'Appendix D'!$A$1:$DF$336,$AG193,FALSE)","v":{"$error":"#N/A"}},{"$f":"HLOOKUP(AT$371,'Appendix D'!$A$1:$DF$336,$AG193,FALSE)","v":{"$error":"#N/A"}},{"$f":"HLOOKUP(AU$371,'Appendix D'!$A$1:$DF$336,$AG193,FALSE)","v":{"$error":"#N/A"}},{"$f":"HLOOKUP(AV$371,'Appendix D'!$A$1:$DF$336,$AG193,FALSE)","v":{"$error":"#N/A"}},{"$f":"HLOOKUP(AW$371,'Appendix D'!$A$1:$DF$336,$AG193,FALSE)","v":{"$error":"#N/A"}},{"$f":"HLOOKUP(AX$371,'Appendix D'!$A$1:$DF$336,$AG193,FALSE)","v":{"$error":"#N/A"}},{"$f":"HLOOKUP(AY$371,'Appendix D'!$A$1:$DF$336,$AG193,FALSE)","v":{"$error":"#N/A"}},{"$f":"HLOOKUP(AZ$371,'Appendix D'!$A$1:$DF$336,$AG193,FALSE)","v":{"$error":"#N/A"}},{"$f":"HLOOKUP(BA$371,'Appendix D'!$A$1:$DF$336,$AG193,FALSE)","v":{"$error":"#N/A"}},{"$f":"HLOOKUP(BB$371,'Appendix D'!$A$1:$DF$336,$AG193,FALSE)","v":{"$error":"#N/A"}},8]
[null,null,null,null,null,null,null,null,null,null,null,null,null,null,null,null,null,null,null,null,null,null,null,null,null,null,null,{"$f":"AB193+5","v":5},{"$f":"HLOOKUP(AB194,AH186:BC201,AE188,TRUE)","v":{"$error":"#REF!"}},{"$f":"HLOOKUP(AB194,AH186:BC201,AE189,TRUE)","v":{"$error":"#REF!"}},null,null,161,65,{"$f":"HLOOKUP(AI$371,'Appendix D'!$A$1:$DF$336,$AG194,FALSE)","v":{"$error":"#N/A"}},{"$f":"HLOOKUP(AJ$371,'Appendix D'!$A$1:$DF$336,$AG194,FALSE)","v":{"$error":"#N/A"}},{"$f":"HLOOKUP(AK$371,'Appendix D'!$A$1:$DF$336,$AG194,FALSE)","v":{"$error":"#N/A"}},{"$f":"HLOOKUP(AL$371,'Appendix D'!$A$1:$DF$336,$AG194,FALSE)","v":{"$error":"#N/A"}},{"$f":"HLOOKUP(AM$371,'Appendix D'!$A$1:$DF$336,$AG194,FALSE)","v":{"$error":"#N/A"}},{"$f":"HLOOKUP(AN$371,'Appendix D'!$A$1:$DF$336,$AG194,FALSE)","v":{"$error":"#N/A"}},{"$f":"HLOOKUP(AO$371,'Appendix D'!$A$1:$DF$336,$AG194,FALSE)","v":{"$error":"#N/A"}},{"$f":"HLOOKUP(AP$371,'Appendix D'!$A$1:$DF$336,$AG194,FALSE)","v":{"$error":"#N/A"}},{"$f":"HLOOKUP(AQ$371,'Appendix D'!$A$1:$DF$336,$AG194,FALSE)","v":{"$error":"#N/A"}},{"$f":"HLOOKUP(AR$371,'Appendix D'!$A$1:$DF$336,$AG194,FALSE)","v":{"$error":"#N/A"}},{"$f":"HLOOKUP(AS$371,'Appendix D'!$A$1:$DF$336,$AG194,FALSE)","v":{"$error":"#N/A"}},{"$f":"HLOOKUP(AT$371,'Appendix D'!$A$1:$DF$336,$AG194,FALSE)","v":{"$error":"#N/A"}},{"$f":"HLOOKUP(AU$371,'Appendix D'!$A$1:$DF$336,$AG194,FALSE)","v":{"$error":"#N/A"}},{"$f":"HLOOKUP(AV$371,'Appendix D'!$A$1:$DF$336,$AG194,FALSE)","v":{"$error":"#N/A"}},{"$f":"HLOOKUP(AW$371,'Appendix D'!$A$1:$DF$336,$AG194,FALSE)","v":{"$error":"#N/A"}},{"$f":"HLOOKUP(AX$371,'Appendix D'!$A$1:$DF$336,$AG194,FALSE)","v":{"$error":"#N/A"}},{"$f":"HLOOKUP(AY$371,'Appendix D'!$A$1:$DF$336,$AG194,FALSE)","v":{"$error":"#N/A"}},{"$f":"HLOOKUP(AZ$371,'Appendix D'!$A$1:$DF$336,$AG194,FALSE)","v":{"$error":"#N/A"}},{"$f":"HLOOKUP(BA$371,'Appendix D'!$A$1:$DF$336,$AG194,FALSE)","v":{"$error":"#N/A"}},{"$f":"HLOOKUP(BB$371,'Appendix D'!$A$1:$DF$336,$AG194,FALSE)","v":{"$error":"#N/A"}},9]
[null,null,null,null,null,null,null,null,null,null,null,null,null,null,null,null,null,null,null,null,null,null,null,null,null,null,null,null,null,null,null,null,162,70,{"$f":"HLOOKUP(AI$371,'Appendix D'!$A$1:$DF$336,$AG195,FALSE)","v":{"$error":"#N/A"}},{"$f":"HLOOKUP(AJ$371,'Appendix D'!$A$1:$DF$336,$AG195,FALSE)","v":{"$error":"#N/A"}},{"$f":"HLOOKUP(AK$371,'Appendix D'!$A$1:$DF$336,$AG195,FALSE)","v":{"$error":"#N/A"}},{"$f":"HLOOKUP(AL$371,'Appendix D'!$A$1:$DF$336,$AG195,FALSE)","v":{"$error":"#N/A"}},{"$f":"HLOOKUP(AM$371,'Appendix D'!$A$1:$DF$336,$AG195,FALSE)","v":{"$error":"#N/A"}},{"$f":"HLOOKUP(AN$371,'Appendix D'!$A$1:$DF$336,$AG195,FALSE)","v":{"$error":"#N/A"}},{"$f":"HLOOKUP(AO$371,'Appendix D'!$A$1:$DF$336,$AG195,FALSE)","v":{"$error":"#N/A"}},{"$f":"HLOOKUP(AP$371,'Appendix D'!$A$1:$DF$336,$AG195,FALSE)","v":{"$error":"#N/A"}},{"$f":"HLOOKUP(AQ$371,'Appendix D'!$A$1:$DF$336,$AG195,FALSE)","v":{"$error":"#N/A"}},{"$f":"HLOOKUP(AR$371,'Appendix D'!$A$1:$DF$336,$AG195,FALSE)","v":{"$error":"#N/A"}},{"$f":"HLOOKUP(AS$371,'Appendix D'!$A$1:$DF$336,$AG195,FALSE)","v":{"$error":"#N/A"}},{"$f":"HLOOKUP(AT$371,'Appendix D'!$A$1:$DF$336,$AG195,FALSE)","v":{"$error":"#N/A"}},{"$f":"HLOOKUP(AU$371,'Appendix D'!$A$1:$DF$336,$AG195,FALSE)","v":{"$error":"#N/A"}},{"$f":"HLOOKUP(AV$371,'Appendix D'!$A$1:$DF$336,$AG195,FALSE)","v":{"$error":"#N/A"}},{"$f":"HLOOKUP(AW$371,'Appendix D'!$A$1:$DF$336,$AG195,FALSE)","v":{"$error":"#N/A"}},{"$f":"HLOOKUP(AX$371,'Appendix D'!$A$1:$DF$336,$AG195,FALSE)","v":{"$error":"#N/A"}},{"$f":"HLOOKUP(AY$371,'Appendix D'!$A$1:$DF$336,$AG195,FALSE)","v":{"$error":"#N/A"}},{"$f":"HLOOKUP(AZ$371,'Appendix D'!$A$1:$DF$336,$AG195,FALSE)","v":{"$error":"#N/A"}},{"$f":"HLOOKUP(BA$371,'Appendix D'!$A$1:$DF$336,$AG195,FALSE)","v":{"$error":"#N/A"}},{"$f":"HLOOKUP(BB$371,'Appendix D'!$A$1:$DF$336,$AG195,FALSE)","v":{"$error":"#N/A"}},10]
[null,null,null,null,null,null,null,null,null,null,null,null,null,null,null,null,null,null,null,null,null,null,null,null,null,null,null,null,{"$f":"AC186","v":0},null,null,null,163,75,{"$f":"HLOOKUP(AI$371,'Appendix D'!$A$1:$DF$336,$AG196,FALSE)","v":{"$error":"#N/A"}},{"$f":"HLOOKUP(AJ$371,'Appendix D'!$A$1:$DF$336,$AG196,FALSE)","v":{"$error":"#N/A"}},{"$f":"HLOOKUP(AK$371,'Appendix D'!$A$1:$DF$336,$AG196,FALSE)","v":{"$error":"#N/A"}},{"$f":"HLOOKUP(AL$371,'Appendix D'!$A$1:$DF$336,$AG196,FALSE)","v":{"$error":"#N/A"}},{"$f":"HLOOKUP(AM$371,'Appendix D'!$A$1:$DF$336,$AG196,FALSE)","v":{"$error":"#N/A"}},{"$f":"HLOOKUP(AN$371,'Appendix D'!$A$1:$DF$336,$AG196,FALSE)","v":{"$error":"#N/A"}},{"$f":"HLOOKUP(AO$371,'Appendix D'!$A$1:$DF$336,$AG196,FALSE)","v":{"$error":"#N/A"}},{"$f":"HLOOKUP(AP$371,'Appendix D'!$A$1:$DF$336,$AG196,FALSE)","v":{"$error":"#N/A"}},{"$f":"HLOOKUP(AQ$371,'Appendix D'!$A$1:$DF$336,$AG196,FALSE)","v":{"$error":"#N/A"}},{"$f":"HLOOKUP(AR$371,'Appendix D'!$A$1:$DF$336,$AG196,FALSE)","v":{"$error":"#N/A"}},{"$f":"HLOOKUP(AS$371,'Appendix D'!$A$1:$DF$336,$AG196,FALSE)","v":{"$error":"#N/A"}},{"$f":"HLOOKUP(AT$371,'Appendix D'!$A$1:$DF$336,$AG196,FALSE)","v":{"$error":"#N/A"}},{"$f":"HLOOKUP(AU$371,'Appendix D'!$A$1:$DF$336,$AG196,FALSE)","v":{"$error":"#N/A"}},{"$f":"HLOOKUP(AV$371,'Appendix D'!$A$1:$DF$336,$AG196,FALSE)","v":{"$error":"#N/A"}},{"$f":"HLOOKUP(AW$371,'Appendix D'!$A$1:$DF$336,$AG196,FALSE)","v":{"$error":"#N/A"}},{"$f":"HLOOKUP(AX$371,'Appendix D'!$A$1:$DF$336,$AG196,FALSE)","v":{"$error":"#N/A"}},{"$f":"HLOOKUP(AY$371,'Appendix D'!$A$1:$DF$336,$AG196,FALSE)","v":{"$error":"#N/A"}},{"$f":"HLOOKUP(AZ$371,'Appendix D'!$A$1:$DF$336,$AG196,FALSE)","v":{"$error":"#N/A"}},{"$f":"HLOOKUP(BA$371,'Appendix D'!$A$1:$DF$336,$AG196,FALSE)","v":{"$error":"#N/A"}},{"$f":"HLOOKUP(BB$371,'Appendix D'!$A$1:$DF$336,$AG196,FALSE)","v":{"$error":"#N/A"}},11]
[null,null,null,null,null,null,null,null,null,null,null,null,null,null,null,null,null,null,null,null,null,null,null,null,null,null,null,{"$f":"AB193","v":0},{"$f":"(AC193+((AD193-AC193)/(AD192-AC192)*(AC186-AC192)))","v":0},null,null,null,164,80,{"$f":"HLOOKUP(AI$371,'Appendix D'!$A$1:$DF$336,$AG197,FALSE)","v":{"$error":"#N/A"}},{"$f":"HLOOKUP(AJ$371,'Appendix D'!$A$1:$DF$336,$AG197,FALSE)","v":{"$error":"#N/A"}},{"$f":"HLOOKUP(AK$371,'Appendix D'!$A$1:$DF$336,$AG197,FALSE)","v":{"$error":"#N/A"}},{"$f":"HLOOKUP(AL$371,'Appendix D'!$A$1:$DF$336,$AG197,FALSE)","v":{"$error":"#N/A"}},{"$f":"HLOOKUP(AM$371,'Appendix D'!$A$1:$DF$336,$AG197,FALSE)","v":{"$error":"#N/A"}},{"$f":"HLOOKUP(AN$371,'Appendix D'!$A$1:$DF$336,$AG197,FALSE)","v":{"$error":"#N/A"}},{"$f":"HLOOKUP(AO$371,'Appendix D'!$A$1:$DF$336,$AG197,FALSE)","v":{"$error":"#N/A"}},{"$f":"HLOOKUP(AP$371,'Appendix D'!$A$1:$DF$336,$AG197,FALSE)","v":{"$error":"#N/A"}},{"$f":"HLOOKUP(AQ$371,'Appendix D'!$A$1:$DF$336,$AG197,FALSE)","v":{"$error":"#N/A"}},{"$f":"HLOOKUP(AR$371,'Appendix D'!$A$1:$DF$336,$AG197,FALSE)","v":{"$error":"#N/A"}},{"$f":"HLOOKUP(AS$371,'Appendix D'!$A$1:$DF$336,$AG197,FALSE)","v":{"$error":"#N/A"}},{"$f":"HLOOKUP(AT$371,'Appendix D'!$A$1:$DF$336,$AG197,FALSE)","v":{"$error":"#N/A"}},{"$f":"HLOOKUP(AU$371,'Appendix D'!$A$1:$DF$336,$AG197,FALSE)","v":{"$error":"#N/A"}},{"$f":"HLOOKUP(AV$371,'Appendix D'!$A$1:$DF$336,$AG197,FALSE)","v":{"$error":"#N/A"}},{"$f":"HLOOKUP(AW$371,'Appendix D'!$A$1:$DF$336,$AG197,FALSE)","v":{"$error":"#N/A"}},{"$f":"HLOOKUP(AX$371,'Appendix D'!$A$1:$DF$336,$AG197,FALSE)","v":{"$error":"#N/A"}},{"$f":"HLOOKUP(AY$371,'Appendix D'!$A$1:$DF$336,$AG197,FALSE)","v":{"$error":"#N/A"}},{"$f":"HLOOKUP(AZ$371,'Appendix D'!$A$1:$DF$336,$AG197,FALSE)","v":{"$error":"#N/A"}},{"$f":"HLOOKUP(BA$371,'Appendix D'!$A$1:$DF$336,$AG197,FALSE)","v":{"$error":"#N/A"}},{"$f":"HLOOKUP(BB$371,'Appendix D'!$A$1:$DF$336,$AG197,FALSE)","v":{"$error":"#N/A"}},12]
[null,null,null,null,null,null,null,null,null,null,null,null,null,null,null,null,null,null,null,null,null,null,null,null,null,null,null,{"$f":"AB194","v":5},{"$f":"(AC194+((AD194-AC194)/(AD192-AC192)*(AC186-AC192)))","v":{"$error":"#REF!"}},null,null,null,165,85,{"$f":"HLOOKUP(AI$371,'Appendix D'!$A$1:$DF$336,$AG198,FALSE)","v":{"$error":"#N/A"}},{"$f":"HLOOKUP(AJ$371,'Appendix D'!$A$1:$DF$336,$AG198,FALSE)","v":{"$error":"#N/A"}},{"$f":"HLOOKUP(AK$371,'Appendix D'!$A$1:$DF$336,$AG198,FALSE)","v":{"$error":"#N/A"}},{"$f":"HLOOKUP(AL$371,'Appendix D'!$A$1:$DF$336,$AG198,FALSE)","v":{"$error":"#N/A"}},{"$f":"HLOOKUP(AM$371,'Appendix D'!$A$1:$DF$336,$AG198,FALSE)","v":{"$error":"#N/A"}},{"$f":"HLOOKUP(AN$371,'Appendix D'!$A$1:$DF$336,$AG198,FALSE)","v":{"$error":"#N/A"}},{"$f":"HLOOKUP(AO$371,'Appendix D'!$A$1:$DF$336,$AG198,FALSE)","v":{"$error":"#N/A"}},{"$f":"HLOOKUP(AP$371,'Appendix D'!$A$1:$DF$336,$AG198,FALSE)","v":{"$error":"#N/A"}},{"$f":"HLOOKUP(AQ$371,'Appendix D'!$A$1:$DF$336,$AG198,FALSE)","v":{"$error":"#N/A"}},{"$f":"HLOOKUP(AR$371,'Appendix D'!$A$1:$DF$336,$AG198,FALSE)","v":{"$error":"#N/A"}},{"$f":"HLOOKUP(AS$371,'Appendix D'!$A$1:$DF$336,$AG198,FALSE)","v":{"$error":"#N/A"}},{"$f":"HLOOKUP(AT$371,'Appendix D'!$A$1:$DF$336,$AG198,FALSE)","v":{"$error":"#N/A"}},{"$f":"HLOOKUP(AU$371,'Appendix D'!$A$1:$DF$336,$AG198,FALSE)","v":{"$error":"#N/A"}},{"$f":"HLOOKUP(AV$371,'Appendix D'!$A$1:$DF$336,$AG198,FALSE)","v":{"$error":"#N/A"}},{"$f":"HLOOKUP(AW$371,'Appendix D'!$A$1:$DF$336,$AG198,FALSE)","v":{"$error":"#N/A"}},{"$f":"HLOOKUP(AX$371,'Appendix D'!$A$1:$DF$336,$AG198,FALSE)","v":{"$error":"#N/A"}},{"$f":"HLOOKUP(AY$371,'Appendix D'!$A$1:$DF$336,$AG198,FALSE)","v":{"$error":"#N/A"}},{"$f":"HLOOKUP(AZ$371,'Appendix D'!$A$1:$DF$336,$AG198,FALSE)","v":{"$error":"#N/A"}},{"$f":"HLOOKUP(BA$371,'Appendix D'!$A$1:$DF$336,$AG198,FALSE)","v":{"$error":"#N/A"}},{"$f":"HLOOKUP(BB$371,'Appendix D'!$A$1:$DF$336,$AG198,FALSE)","v":{"$error":"#N/A"}},13]
[null,null,null,null,null,null,null,null,null,null,null,null,null,null,null,null,null,null,null,null,null,null,null,null,null,null,null,null,null,null,null,null,166,90,{"$f":"HLOOKUP(AI$371,'Appendix D'!$A$1:$DF$336,$AG199,FALSE)","v":{"$error":"#N/A"}},{"$f":"HLOOKUP(AJ$371,'Appendix D'!$A$1:$DF$336,$AG199,FALSE)","v":{"$error":"#N/A"}},{"$f":"HLOOKUP(AK$371,'Appendix D'!$A$1:$DF$336,$AG199,FALSE)","v":{"$error":"#N/A"}},{"$f":"HLOOKUP(AL$371,'Appendix D'!$A$1:$DF$336,$AG199,FALSE)","v":{"$error":"#N/A"}},{"$f":"HLOOKUP(AM$371,'Appendix D'!$A$1:$DF$336,$AG199,FALSE)","v":{"$error":"#N/A"}},{"$f":"HLOOKUP(AN$371,'Appendix D'!$A$1:$DF$336,$AG199,FALSE)","v":{"$error":"#N/A"}},{"$f":"HLOOKUP(AO$371,'Appendix D'!$A$1:$DF$336,$AG199,FALSE)","v":{"$error":"#N/A"}},{"$f":"HLOOKUP(AP$371,'Appendix D'!$A$1:$DF$336,$AG199,FALSE)","v":{"$error":"#N/A"}},{"$f":"HLOOKUP(AQ$371,'Appendix D'!$A$1:$DF$336,$AG199,FALSE)","v":{"$error":"#N/A"}},{"$f":"HLOOKUP(AR$371,'Appendix D'!$A$1:$DF$336,$AG199,FALSE)","v":{"$error":"#N/A"}},{"$f":"HLOOKUP(AS$371,'Appendix D'!$A$1:$DF$336,$AG199,FALSE)","v":{"$error":"#N/A"}},{"$f":"HLOOKUP(AT$371,'Appendix D'!$A$1:$DF$336,$AG199,FALSE)","v":{"$error":"#N/A"}},{"$f":"HLOOKUP(AU$371,'Appendix D'!$A$1:$DF$336,$AG199,FALSE)","v":{"$error":"#N/A"}},{"$f":"HLOOKUP(AV$371,'Appendix D'!$A$1:$DF$336,$AG199,FALSE)","v":{"$error":"#N/A"}},{"$f":"HLOOKUP(AW$371,'Appendix D'!$A$1:$DF$336,$AG199,FALSE)","v":{"$error":"#N/A"}},{"$f":"HLOOKUP(AX$371,'Appendix D'!$A$1:$DF$336,$AG199,FALSE)","v":{"$error":"#N/A"}},{"$f":"HLOOKUP(AY$371,'Appendix D'!$A$1:$DF$336,$AG199,FALSE)","v":{"$error":"#N/A"}},{"$f":"HLOOKUP(AZ$371,'Appendix D'!$A$1:$DF$336,$AG199,FALSE)","v":{"$error":"#N/A"}},{"$f":"HLOOKUP(BA$371,'Appendix D'!$A$1:$DF$336,$AG199,FALSE)","v":{"$error":"#N/A"}},{"$f":"HLOOKUP(BB$371,'Appendix D'!$A$1:$DF$336,$AG199,FALSE)","v":{"$error":"#N/A"}},14]
[null,null,null,null,null,null,null,null,null,null,null,null,null,null,null,null,null,null,null,null,null,null,null,null,null,null,null,null,{"$f":"AC196","v":0},null,null,null,167,95,{"$f":"HLOOKUP(AI$371,'Appendix D'!$A$1:$DF$336,$AG200,FALSE)","v":{"$error":"#N/A"}},{"$f":"HLOOKUP(AJ$371,'Appendix D'!$A$1:$DF$336,$AG200,FALSE)","v":{"$error":"#N/A"}},{"$f":"HLOOKUP(AK$371,'Appendix D'!$A$1:$DF$336,$AG200,FALSE)","v":{"$error":"#N/A"}},{"$f":"HLOOKUP(AL$371,'Appendix D'!$A$1:$DF$336,$AG200,FALSE)","v":{"$error":"#N/A"}},{"$f":"HLOOKUP(AM$371,'Appendix D'!$A$1:$DF$336,$AG200,FALSE)","v":{"$error":"#N/A"}},{"$f":"HLOOKUP(AN$371,'Appendix D'!$A$1:$DF$336,$AG200,FALSE)","v":{"$error":"#N/A"}},{"$f":"HLOOKUP(AO$371,'Appendix D'!$A$1:$DF$336,$AG200,FALSE)","v":{"$error":"#N/A"}},{"$f":"HLOOKUP(AP$371,'Appendix D'!$A$1:$DF$336,$AG200,FALSE)","v":{"$error":"#N/A"}},{"$f":"HLOOKUP(AQ$371,'Appendix D'!$A$1:$DF$336,$AG200,FALSE)","v":{"$error":"#N/A"}},{"$f":"HLOOKUP(AR$371,'Appendix D'!$A$1:$DF$336,$AG200,FALSE)","v":{"$error":"#N/A"}},{"$f":"HLOOKUP(AS$371,'Appendix D'!$A$1:$DF$336,$AG200,FALSE)","v":{"$error":"#N/A"}},{"$f":"HLOOKUP(AT$371,'Appendix D'!$A$1:$DF$336,$AG200,FALSE)","v":{"$error":"#N/A"}},{"$f":"HLOOKUP(AU$371,'Appendix D'!$A$1:$DF$336,$AG200,FALSE)","v":{"$error":"#N/A"}},{"$f":"HLOOKUP(AV$371,'Appendix D'!$A$1:$DF$336,$AG200,FALSE)","v":{"$error":"#N/A"}},{"$f":"HLOOKUP(AW$371,'Appendix D'!$A$1:$DF$336,$AG200,FALSE)","v":{"$error":"#N/A"}},{"$f":"HLOOKUP(AX$371,'Appendix D'!$A$1:$DF$336,$AG200,FALSE)","v":{"$error":"#N/A"}},{"$f":"HLOOKUP(AY$371,'Appendix D'!$A$1:$DF$336,$AG200,FALSE)","v":{"$error":"#N/A"}},{"$f":"HLOOKUP(AZ$371,'Appendix D'!$A$1:$DF$336,$AG200,FALSE)","v":{"$error":"#N/A"}},{"$f":"HLOOKUP(BA$371,'Appendix D'!$A$1:$DF$336,$AG200,FALSE)","v":{"$error":"#N/A"}},{"$f":"HLOOKUP(BB$371,'Appendix D'!$A$1:$DF$336,$AG200,FALSE)","v":{"$error":"#N/A"}},15]
[null,null,null,null,null,null,null,null,null,null,null,null,null,null,null,null,null,null,null,null,null,null,null,null,null,null,null,{"$f":"AD186","v":5},{"$f":"(AC197+((AC198-AC197)/(AB198-AB197)*(AB201-AB197)))","v":{"$error":"#REF!"}},null,null,null,168,98,{"$f":"HLOOKUP(AI$371,'Appendix D'!$A$1:$DF$336,$AG201,FALSE)","v":{"$error":"#N/A"}},{"$f":"HLOOKUP(AJ$371,'Appendix D'!$A$1:$DF$336,$AG201,FALSE)","v":{"$error":"#N/A"}},{"$f":"HLOOKUP(AK$371,'Appendix D'!$A$1:$DF$336,$AG201,FALSE)","v":{"$error":"#N/A"}},{"$f":"HLOOKUP(AL$371,'Appendix D'!$A$1:$DF$336,$AG201,FALSE)","v":{"$error":"#N/A"}},{"$f":"HLOOKUP(AM$371,'Appendix D'!$A$1:$DF$336,$AG201,FALSE)","v":{"$error":"#N/A"}},{"$f":"HLOOKUP(AN$371,'Appendix D'!$A$1:$DF$336,$AG201,FALSE)","v":{"$error":"#N/A"}},{"$f":"HLOOKUP(AO$371,'Appendix D'!$A$1:$DF$336,$AG201,FALSE)","v":{"$error":"#N/A"}},{"$f":"HLOOKUP(AP$371,'Appendix D'!$A$1:$DF$336,$AG201,FALSE)","v":{"$error":"#N/A"}},{"$f":"HLOOKUP(AQ$371,'Appendix D'!$A$1:$DF$336,$AG201,FALSE)","v":{"$error":"#N/A"}},{"$f":"HLOOKUP(AR$371,'Appendix D'!$A$1:$DF$336,$AG201,FALSE)","v":{"$error":"#N/A"}},{"$f":"HLOOKUP(AS$371,'Appendix D'!$A$1:$DF$336,$AG201,FALSE)","v":{"$error":"#N/A"}},{"$f":"HLOOKUP(AT$371,'Appendix D'!$A$1:$DF$336,$AG201,FALSE)","v":{"$error":"#N/A"}},{"$f":"HLOOKUP(AU$371,'Appendix D'!$A$1:$DF$336,$AG201,FALSE)","v":{"$error":"#N/A"}},{"$f":"HLOOKUP(AV$371,'Appendix D'!$A$1:$DF$336,$AG201,FALSE)","v":{"$error":"#N/A"}},{"$f":"HLOOKUP(AW$371,'Appendix D'!$A$1:$DF$336,$AG201,FALSE)","v":{"$error":"#N/A"}},{"$f":"HLOOKUP(AX$371,'Appendix D'!$A$1:$DF$336,$AG201,FALSE)","v":{"$error":"#N/A"}},{"$f":"HLOOKUP(AY$371,'Appendix D'!$A$1:$DF$336,$AG201,FALSE)","v":{"$error":"#N/A"}},{"$f":"HLOOKUP(AZ$371,'Appendix D'!$A$1:$DF$336,$AG201,FALSE)","v":{"$error":"#N/A"}},{"$f":"HLOOKUP(BA$371,'Appendix D'!$A$1:$DF$336,$AG201,FALSE)","v":{"$error":"#N/A"}},{"$f":"HLOOKUP(BB$371,'Appendix D'!$A$1:$DF$336,$AG201,FALSE)","v":{"$error":"#N/A"}},16]
[]
[null,null,null,null,null,null,null,null,null,null,null,null,null,null,null,null,null,null,null,null,null,null,null,null,null,null,null,"2.25 INCH RETENTION EFFICIENCY INTERPOLATION",null,null,null,null,null,{"$f":"$AH$25","v":0},null,null,null,null,"Mean Annual Mass Removal Efficiencies for 2.25-inches of Retention "]
[]
[null,null,null,null,null,null,null,null,null,null,null,null,null,null,null,null,null,null,null,null,null,null,null,null,null,null,null,"POST","CN","DCIA"]
[null,null,null,null,null,null,null,null,null,null,null,null,null,null,null,null,null,null,null,null,null,null,null,null,null,null,null,null,null,null,null,null,null,"NDCIA CN","Percent DCIA"]
[null,null,null,null,null,null,null,null,null,null,null,null,null,null,null,null,null,null,null,null,null,null,null,null,null,null,null,null,{"$f":"'Watershed Characteristics'!$AA$47","v":0},{"$f":"IF('Watershed Characteristics'!$AA$48<5, 5, 'Watershed Characteristics'!$AA$48)","v":5},null,null,null,null,5,10,15,20,25,30,35,40,45,50,55,60,65,70,75,80,85,90,95,100]
[null,null,null,null,null,null,null,null,null,null,null,null,null,null,null,null,null,null,null,null,null,null,null,null,null,null,null,null,null,null,null,null,175,30,{"$f":"HLOOKUP(AI$371,'Appendix D'!$A$1:$DF$336,$AG208,FALSE)","v":{"$error":"#N/A"}},{"$f":"HLOOKUP(AJ$371,'Appendix D'!$A$1:$DF$336,$AG208,FALSE)","v":{"$error":"#N/A"}},{"$f":"HLOOKUP(AK$371,'Appendix D'!$A$1:$DF$336,$AG208,FALSE)","v":{"$error":"#N/A"}},{"$f":"HLOOKUP(AL$371,'Appendix D'!$A$1:$DF$336,$AG208,FALSE)","v":{"$error":"#N/A"}},{"$f":"HLOOKUP(AM$371,'Appendix D'!$A$1:$DF$336,$AG208,FALSE)","v":{"$error":"#N/A"}},{"$f":"HLOOKUP(AN$371,'Appendix D'!$A$1:$DF$336,$AG208,FALSE)","v":{"$error":"#N/A"}},{"$f":"HLOOKUP(AO$371,'Appendix D'!$A$1:$DF$336,$AG208,FALSE)","v":{"$error":"#N/A"}},{"$f":"HLOOKUP(AP$371,'Appendix D'!$A$1:$DF$336,$AG208,FALSE)","v":{"$error":"#N/A"}},{"$f":"HLOOKUP(AQ$371,'Appendix D'!$A$1:$DF$336,$AG208,FALSE)","v":{"$error":"#N/A"}},{"$f":"HLOOKUP(AR$371,'Appendix D'!$A$1:$DF$336,$AG208,FALSE)","v":{"$error":"#N/A"}},{"$f":"HLOOKUP(AS$371,'Appendix D'!$A$1:$DF$336,$AG208,FALSE)","v":{"$error":"#N/A"}},{"$f":"HLOOKUP(AT$371,'Appendix D'!$A$1:$DF$336,$AG208,FALSE)","v":{"$error":"#N/A"}},{"$f":"HLOOKUP(AU$371,'Appendix D'!$A$1:$DF$336,$AG208,FALSE)","v":{"$error":"#N/A"}},{"$f":"HLOOKUP(AV$371,'Appendix D'!$A$1:$DF$336,$AG208,FALSE)","v":{"$error":"#N/A"}},{"$f":"HLOOKUP(AW$371,'Appendix D'!$A$1:$DF$336,$AG208,FALSE)","v":{"$error":"#N/A"}},{"$f":"HLOOKUP(AX$371,'Appendix D'!$A$1:$DF$336,$AG208,FALSE)","v":{"$error":"#N/A"}},{"$f":"HLOOKUP(AY$371,'Appendix D'!$A$1:$DF$336,$AG208,FALSE)","v":{"$error":"#N/A"}},{"$f":"HLOOKUP(AZ$371,'Appendix D'!$A$1:$DF$336,$AG208,FALSE)","v":{"$error":"#N/A"}},{"$f":"HLOOKUP(BA$371,'Appendix D'!$A$1:$DF$336,$AG208,FALSE)","v":{"$error":"#N/A"}},{"$f":"HLOOKUP(BB$371,'Appendix D'!$A$1:$DF$336,$AG208,FALSE)","v":{"$error":"#N/A"}},2]
[null,null,null,null,null,null,null,null,null,null,null,null,null,null,null,null,null,null,null,null,null,null,null,null,null,null,null,"R.Down:",{"$f":"(ROUNDDOWN(AC207/10,0)*10)","v":0},{"$f":"(ROUNDDOWN(AD207/10,0)*10)","v":0},{"$f":"AE41","v":{"$error":"#N/A"}},null,176,35,{"$f":"HLOOKUP(AI$371,'Appendix D'!$A$1:$DF$336,$AG209,FALSE)","v":{"$error":"#N/A"}},{"$f":"HLOOKUP(AJ$371,'Appendix D'!$A$1:$DF$336,$AG209,FALSE)","v":{"$error":"#N/A"}},{"$f":"HLOOKUP(AK$371,'Appendix D'!$A$1:$DF$336,$AG209,FALSE)","v":{"$error":"#N/A"}},{"$f":"HLOOKUP(AL$371,'Appendix D'!$A$1:$DF$336,$AG209,FALSE)","v":{"$error":"#N/A"}},{"$f":"HLOOKUP(AM$371,'Appendix D'!$A$1:$DF$336,$AG209,FALSE)","v":{"$error":"#N/A"}},{"$f":"HLOOKUP(AN$371,'Appendix D'!$A$1:$DF$336,$AG209,FALSE)","v":{"$error":"#N/A"}},{"$f":"HLOOKUP(AO$371,'Appendix D'!$A$1:$DF$336,$AG209,FALSE)","v":{"$error":"#N/A"}},{"$f":"HLOOKUP(AP$371,'Appendix D'!$A$1:$DF$336,$AG209,FALSE)","v":{"$error":"#N/A"}},{"$f":"HLOOKUP(AQ$371,'Appendix D'!$A$1:$DF$336,$AG209,FALSE)","v":{"$error":"#N/A"}},{"$f":"HLOOKUP(AR$371,'Appendix D'!$A$1:$DF$336,$AG209,FALSE)","v":{"$error":"#N/A"}},{"$f":"HLOOKUP(AS$371,'Appendix D'!$A$1:$DF$336,$AG209,FALSE)","v":{"$error":"#N/A"}},{"$f":"HLOOKUP(AT$371,'Appendix D'!$A$1:$DF$336,$AG209,FALSE)","v":{"$error":"#N/A"}},{"$f":"HLOOKUP(AU$371,'Appendix D'!$A$1:$DF$336,$AG209,FALSE)","v":{"$error":"#N/A"}},{"$f":"HLOOKUP(AV$371,'Appendix D'!$A$1:$DF$336,$AG209,FALSE)","v":{"$error":"#N/A"}},{"$f":"HLOOKUP(AW$371,'Appendix D'!$A$1:$DF$336,$AG209,FALSE)","v":{"$error":"#N/A"}},{"$f":"HLOOKUP(AX$371,'Appendix D'!$A$1:$DF$336,$AG209,FALSE)","v":{"$error":"#N/A"}},{"$f":"HLOOKUP(AY$371,'Appendix D'!$A$1:$DF$336,$AG209,FALSE)","v":{"$error":"#N/A"}},{"$f":"HLOOKUP(AZ$371,'Appendix D'!$A$1:$DF$336,$AG209,FALSE)","v":{"$error":"#N/A"}},{"$f":"HLOOKUP(BA$371,'Appendix D'!$A$1:$DF$336,$AG209,FALSE)","v":{"$error":"#N/A"}},{"$f":"HLOOKUP(BB$371,'Appendix D'!$A$1:$DF$336,$AG209,FALSE)","v":{"$error":"#N/A"}},3]
[null,null,null,null,null,null,null,null,null,null,null,null,null,null,null,null,null,null,null,null,null,null,null,null,null,null,null,"Diff:",{"$f":"AC207-AC209","v":0},{"$f":"AD207-AD209","v":5},{"$f":"AE42","v":{"$error":"#N/A"}},null,177,40,{"$f":"HLOOKUP(AI$371,'Appendix D'!$A$1:$DF$336,$AG210,FALSE)","v":{"$error":"#N/A"}},{"$f":"HLOOKUP(AJ$371,'Appendix D'!$A$1:$DF$336,$AG210,FALSE)","v":{"$error":"#N/A"}},{"$f":"HLOOKUP(AK$371,'Appendix D'!$A$1:$DF$336,$AG210,FALSE)","v":{"$error":"#N/A"}},{"$f":"HLOOKUP(AL$371,'Appendix D'!$A$1:$DF$336,$AG210,FALSE)","v":{"$error":"#N/A"}},{"$f":"HLOOKUP(AM$371,'Appendix D'!$A$1:$DF$336,$AG210,FALSE)","v":{"$error":"#N/A"}},{"$f":"HLOOKUP(AN$371,'Appendix D'!$A$1:$DF$336,$AG210,FALSE)","v":{"$error":"#N/A"}},{"$f":"HLOOKUP(AO$371,'Appendix D'!$A$1:$DF$336,$AG210,FALSE)","v":{"$error":"#N/A"}},{"$f":"HLOOKUP(AP$371,'Appendix D'!$A$1:$DF$336,$AG210,FALSE)","v":{"$error":"#N/A"}},{"$f":"HLOOKUP(AQ$371,'Appendix D'!$A$1:$DF$336,$AG210,FALSE)","v":{"$error":"#N/A"}},{"$f":"HLOOKUP(AR$371,'Appendix D'!$A$1:$DF$336,$AG210,FALSE)","v":{"$error":"#N/A"}},{"$f":"HLOOKUP(AS$371,'Appendix D'!$A$1:$DF$336,$AG210,FALSE)","v":{"$error":"#N/A"}},{"$f":"HLOOKUP(AT$371,'Appendix D'!$A$1:$DF$336,$AG210,FALSE)","v":{"$error":"#N/A"}},{"$f":"HLOOKUP(AU$371,'Appendix D'!$A$1:$DF$336,$AG210,FALSE)","v":{"$error":"#N/A"}},{"$f":"HLOOKUP(AV$371,'Appendix D'!$A$1:$DF$336,$AG210,FALSE)","v":{"$error":"#N/A"}},{"$f":"HLOOKUP(AW$371,'Appendix D'!$A$1:$DF$336,$AG210,FALSE)","v":{"$error":"#N/A"}},{"$f":"HLOOKUP(AX$371,'Appendix D'!$A$1:$DF$336,$AG210,FALSE)","v":{"$error":"#N/A"}},{"$f":"HLOOKUP(AY$371,'Appendix D'!$A$1:$DF$336,$AG210,FALSE)","v":{"$error":"#N/A"}},{"$f":"HLOOKUP(AZ$371,'Appendix D'!$A$1:$DF$336,$AG210,FALSE)","v":{"$error":"#N/A"}},{"$f":"HLOOKUP(BA$371,'Appendix D'!$A$1:$DF$336,$AG210,FALSE)","v":{"$error":"#N/A"}},{"$f":"HLOOKUP(BB$371,'Appendix D'!$A$1:$DF$336,$AG210,FALSE)","v":{"$error":"#N/A"}},4]
[null,null,null,null,null,null,null,null,null,null,null,null,null,null,null,null,null,null,null,null,null,null,null,null,null,null,null,null,null,null,{"$f":"AE43","v":{"$error":"#N/A"}},null,178,45,{"$f":"HLOOKUP(AI$371,'Appendix D'!$A$1:$DF$336,$AG211,FALSE)","v":{"$error":"#N/A"}},{"$f":"HLOOKUP(AJ$371,'Appendix D'!$A$1:$DF$336,$AG211,FALSE)","v":{"$error":"#N/A"}},{"$f":"HLOOKUP(AK$371,'Appendix D'!$A$1:$DF$336,$AG211,FALSE)","v":{"$error":"#N/A"}},{"$f":"HLOOKUP(AL$371,'Appendix D'!$A$1:$DF$336,$AG211,FALSE)","v":{"$error":"#N/A"}},{"$f":"HLOOKUP(AM$371,'Appendix D'!$A$1:$DF$336,$AG211,FALSE)","v":{"$error":"#N/A"}},{"$f":"HLOOKUP(AN$371,'Appendix D'!$A$1:$DF$336,$AG211,FALSE)","v":{"$error":"#N/A"}},{"$f":"HLOOKUP(AO$371,'Appendix D'!$A$1:$DF$336,$AG211,FALSE)","v":{"$error":"#N/A"}},{"$f":"HLOOKUP(AP$371,'Appendix D'!$A$1:$DF$336,$AG211,FALSE)","v":{"$error":"#N/A"}},{"$f":"HLOOKUP(AQ$371,'Appendix D'!$A$1:$DF$336,$AG211,FALSE)","v":{"$error":"#N/A"}},{"$f":"HLOOKUP(AR$371,'Appendix D'!$A$1:$DF$336,$AG211,FALSE)","v":{"$error":"#N/A"}},{"$f":"HLOOKUP(AS$371,'Appendix D'!$A$1:$DF$336,$AG211,FALSE)","v":{"$error":"#N/A"}},{"$f":"HLOOKUP(AT$371,'Appendix D'!$A$1:$DF$336,$AG211,FALSE)","v":{"$error":"#N/A"}},{"$f":"HLOOKUP(AU$371,'Appendix D'!$A$1:$DF$336,$AG211,FALSE)","v":{"$error":"#N/A"}},{"$f":"HLOOKUP(AV$371,'Appendix D'!$A$1:$DF$336,$AG211,FALSE)","v":{"$error":"#N/A"}},{"$f":"HLOOKUP(AW$371,'Appendix D'!$A$1:$DF$336,$AG211,FALSE)","v":{"$error":"#N/A"}},{"$f":"HLOOKUP(AX$371,'Appendix D'!$A$1:$DF$336,$AG211,FALSE)","v":{"$error":"#N/A"}},{"$f":"HLOOKUP(AY$371,'Appendix D'!$A$1:$DF$336,$AG211,FALSE)","v":{"$error":"#N/A"}},{"$f":"HLOOKUP(AZ$371,'Appendix D'!$A$1:$DF$336,$AG211,FALSE)","v":{"$error":"#N/A"}},{"$f":"HLOOKUP(BA$371,'Appendix D'!$A$1:$DF$336,$AG211,FALSE)","v":{"$error":"#N/A"}},{"$f":"HLOOKUP(BB$371,'Appendix D'!$A$1:$DF$336,$AG211,FALSE)","v":{"$error":"#N/A"}},5]
[null,null,null,null,null,null,null,null,null,null,null,null,null,null,null,null,null,null,null,null,null,null,null,null,null,null,null,null,null,null,{"$f":"AE44","v":{"$error":"#N/A"}},null,179,50,{"$f":"HLOOKUP(AI$371,'Appendix D'!$A$1:$DF$336,$AG212,FALSE)","v":{"$error":"#N/A"}},{"$f":"HLOOKUP(AJ$371,'Appendix D'!$A$1:$DF$336,$AG212,FALSE)","v":{"$error":"#N/A"}},{"$f":"HLOOKUP(AK$371,'Appendix D'!$A$1:$DF$336,$AG212,FALSE)","v":{"$error":"#N/A"}},{"$f":"HLOOKUP(AL$371,'Appendix D'!$A$1:$DF$336,$AG212,FALSE)","v":{"$error":"#N/A"}},{"$f":"HLOOKUP(AM$371,'Appendix D'!$A$1:$DF$336,$AG212,FALSE)","v":{"$error":"#N/A"}},{"$f":"HLOOKUP(AN$371,'Appendix D'!$A$1:$DF$336,$AG212,FALSE)","v":{"$error":"#N/A"}},{"$f":"HLOOKUP(AO$371,'Appendix D'!$A$1:$DF$336,$AG212,FALSE)","v":{"$error":"#N/A"}},{"$f":"HLOOKUP(AP$371,'Appendix D'!$A$1:$DF$336,$AG212,FALSE)","v":{"$error":"#N/A"}},{"$f":"HLOOKUP(AQ$371,'Appendix D'!$A$1:$DF$336,$AG212,FALSE)","v":{"$error":"#N/A"}},{"$f":"HLOOKUP(AR$371,'Appendix D'!$A$1:$DF$336,$AG212,FALSE)","v":{"$error":"#N/A"}},{"$f":"HLOOKUP(AS$371,'Appendix D'!$A$1:$DF$336,$AG212,FALSE)","v":{"$error":"#N/A"}},{"$f":"HLOOKUP(AT$371,'Appendix D'!$A$1:$DF$336,$AG212,FALSE)","v":{"$error":"#N/A"}},{"$f":"HLOOKUP(AU$371,'Appendix D'!$A$1:$DF$336,$AG212,FALSE)","v":{"$error":"#N/A"}},{"$f":"HLOOKUP(AV$371,'Appendix D'!$A$1:$DF$336,$AG212,FALSE)","v":{"$error":"#N/A"}},{"$f":"HLOOKUP(AW$371,'Appendix D'!$A$1:$DF$336,$AG212,FALSE)","v":{"$error":"#N/A"}},{"$f":"HLOOKUP(AX$371,'Appendix D'!$A$1:$DF$336,$AG212,FALSE)","v":{"$error":"#N/A"}},{"$f":"HLOOKUP(AY$371,'Appendix D'!$A$1:$DF$336,$AG212,FALSE)","v":{"$error":"#N/A"}},{"$f":"HLOOKUP(AZ$371,'Appendix D'!$A$1:$DF$336,$AG212,FALSE)","v":{"$error":"#N/A"}},{"$f":"HLOOKUP(BA$371,'Appendix D'!$A$1:$DF$336,$AG212,FALSE)","v":{"$error":"#N/A"}},{"$f":"HLOOKUP(BB$371,'Appendix D'!$A$1:$DF$336,$AG212,FALSE)","v":{"$error":"#N/A"}},6]
[null,null,null,null,null,null,null,null,null,null,null,null,null,null,null,null,null,null,null,null,null,null,null,null,null,null,null,null,{"$f":"IF(AC210>5,AC209+5,AC209)","v":0},{"$f":"IF(AC207>95,98,AC213+5)","v":5},null,null,180,55,{"$f":"HLOOKUP(AI$371,'Appendix D'!$A$1:$DF$336,$AG213,FALSE)","v":{"$error":"#N/A"}},{"$f":"HLOOKUP(AJ$371,'Appendix D'!$A$1:$DF$336,$AG213,FALSE)","v":{"$error":"#N/A"}},{"$f":"HLOOKUP(AK$371,'Appendix D'!$A$1:$DF$336,$AG213,FALSE)","v":{"$error":"#N/A"}},{"$f":"HLOOKUP(AL$371,'Appendix D'!$A$1:$DF$336,$AG213,FALSE)","v":{"$error":"#N/A"}},{"$f":"HLOOKUP(AM$371,'Appendix D'!$A$1:$DF$336,$AG213,FALSE)","v":{"$error":"#N/A"}},{"$f":"HLOOKUP(AN$371,'Appendix D'!$A$1:$DF$336,$AG213,FALSE)","v":{"$error":"#N/A"}},{"$f":"HLOOKUP(AO$371,'Appendix D'!$A$1:$DF$336,$AG213,FALSE)","v":{"$error":"#N/A"}},{"$f":"HLOOKUP(AP$371,'Appendix D'!$A$1:$DF$336,$AG213,FALSE)","v":{"$error":"#N/A"}},{"$f":"HLOOKUP(AQ$371,'Appendix D'!$A$1:$DF$336,$AG213,FALSE)","v":{"$error":"#N/A"}},{"$f":"HLOOKUP(AR$371,'Appendix D'!$A$1:$DF$336,$AG213,FALSE)","v":{"$error":"#N/A"}},{"$f":"HLOOKUP(AS$371,'Appendix D'!$A$1:$DF$336,$AG213,FALSE)","v":{"$error":"#N/A"}},{"$f":"HLOOKUP(AT$371,'Appendix D'!$A$1:$DF$336,$AG213,FALSE)","v":{"$error":"#N/A"}},{"$f":"HLOOKUP(AU$371,'Appendix D'!$A$1:$DF$336,$AG213,FALSE)","v":{"$error":"#N/A"}},{"$f":"HLOOKUP(AV$371,'Appendix D'!$A$1:$DF$336,$AG213,FALSE)","v":{"$error":"#N/A"}},{"$f":"HLOOKUP(AW$371,'Appendix D'!$A$1:$DF$336,$AG213,FALSE)","v":{"$error":"#N/A"}},{"$f":"HLOOKUP(AX$371,'Appendix D'!$A$1:$DF$336,$AG213,FALSE)","v":{"$error":"#N/A"}},{"$f":"HLOOKUP(AY$371,'Appendix D'!$A$1:$DF$336,$AG213,FALSE)","v":{"$error":"#N/A"}},{"$f":"HLOOKUP(AZ$371,'Appendix D'!$A$1:$DF$336,$AG213,FALSE)","v":{"$error":"#N/A"}},{"$f":"HLOOKUP(BA$371,'Appendix D'!$A$1:$DF$336,$AG213,FALSE)","v":{"$error":"#N/A"}},{"$f":"HLOOKUP(BB$371,'Appendix D'!$A$1:$DF$336,$AG213,FALSE)","v":{"$error":"#N/A"}},7]
[null,null,null,null,null,null,null,null,null,null,null,null,null,null,null,null,null,null,null,null,null,null,null,null,null,null,null,{"$f":"IF(AD210>5,AD209+5,AD209)","v":0},{"$f":"IF(AB214=0,0,HLOOKUP(AB214,AH207:BC222,AE209,TRUE))","v":0},{"$f":"IF(AB214=0,0,HLOOKUP(AB214,AH207:BC222,AE210,TRUE))","v":0},null,null,181,60,{"$f":"HLOOKUP(AI$371,'Appendix D'!$A$1:$DF$336,$AG214,FALSE)","v":{"$error":"#N/A"}},{"$f":"HLOOKUP(AJ$371,'Appendix D'!$A$1:$DF$336,$AG214,FALSE)","v":{"$error":"#N/A"}},{"$f":"HLOOKUP(AK$371,'Appendix D'!$A$1:$DF$336,$AG214,FALSE)","v":{"$error":"#N/A"}},{"$f":"HLOOKUP(AL$371,'Appendix D'!$A$1:$DF$336,$AG214,FALSE)","v":{"$error":"#N/A"}},{"$f":"HLOOKUP(AM$371,'Appendix D'!$A$1:$DF$336,$AG214,FALSE)","v":{"$error":"#N/A"}},{"$f":"HLOOKUP(AN$371,'Appendix D'!$A$1:$DF$336,$AG214,FALSE)","v":{"$error":"#N/A"}},{"$f":"HLOOKUP(AO$371,'Appendix D'!$A$1:$DF$336,$AG214,FALSE)","v":{"$error":"#N/A"}},{"$f":"HLOOKUP(AP$371,'Appendix D'!$A$1:$DF$336,$AG214,FALSE)","v":{"$error":"#N/A"}},{"$f":"HLOOKUP(AQ$371,'Appendix D'!$A$1:$DF$336,$AG214,FALSE)","v":{"$error":"#N/A"}},{"$f":"HLOOKUP(AR$371,'Appendix D'!$A$1:$DF$336,$AG214,FALSE)","v":{"$error":"#N/A"}},{"$f":"HLOOKUP(AS$371,'Appendix D'!$A$1:$DF$336,$AG214,FALSE)","v":{"$error":"#N/A"}},{"$f":"HLOOKUP(AT$371,'Appendix D'!$A$1:$DF$336,$AG214,FALSE)","v":{"$error":"#N/A"}},{"$f":"HLOOKUP(AU$371,'Appendix D'!$A$1:$DF$336,$AG214,FALSE)","v":{"$error":"#N/A"}},{"$f":"HLOOKUP(AV$371,'Appendix D'!$A$1:$DF$336,$AG214,FALSE)","v":{"$error":"#N/A"}},{"$f":"HLOOKUP(AW$371,'Appendix D'!$A$1:$DF$336,$AG214,FALSE)","v":{"$error":"#N/A"}},{"$f":"HLOOKUP(AX$371,'Appendix D'!$A$1:$DF$336,$AG214,FALSE)","v":{"$error":"#N/A"}},{"$f":"HLOOKUP(AY$371,'Appendix D'!$A$1:$DF$336,$AG214,FALSE)","v":{"$error":"#N/A"}},{"$f":"HLOOKUP(AZ$371,'Appendix D'!$A$1:$DF$336,$AG214,FALSE)","v":{"$error":"#N/A"}},{"$f":"HLOOKUP(BA$371,'Appendix D'!$A$1:$DF$336,$AG214,FALSE)","v":{"$error":"#N/A"}},{"$f":"HLOOKUP(BB$371,'Appendix D'!$A$1:$DF$336,$AG214,FALSE)","v":{"$error":"#N/A"}},8]
[null,null,null,null,null,null,null,null,null,null,null,null,null,null,null,null,null,null,null,null,null,null,null,null,null,null,null,{"$f":"AB214+5","v":5},{"$f":"HLOOKUP(AB215,AH207:BC222,AE209,TRUE)","v":{"$error":"#REF!"}},{"$f":"HLOOKUP(AB215,AH207:BC222,AE210,TRUE)","v":{"$error":"#REF!"}},null,null,182,65,{"$f":"HLOOKUP(AI$371,'Appendix D'!$A$1:$DF$336,$AG215,FALSE)","v":{"$error":"#N/A"}},{"$f":"HLOOKUP(AJ$371,'Appendix D'!$A$1:$DF$336,$AG215,FALSE)","v":{"$error":"#N/A"}},{"$f":"HLOOKUP(AK$371,'Appendix D'!$A$1:$DF$336,$AG215,FALSE)","v":{"$error":"#N/A"}},{"$f":"HLOOKUP(AL$371,'Appendix D'!$A$1:$DF$336,$AG215,FALSE)","v":{"$error":"#N/A"}},{"$f":"HLOOKUP(AM$371,'Appendix D'!$A$1:$DF$336,$AG215,FALSE)","v":{"$error":"#N/A"}},{"$f":"HLOOKUP(AN$371,'Appendix D'!$A$1:$DF$336,$AG215,FALSE)","v":{"$error":"#N/A"}},{"$f":"HLOOKUP(AO$371,'Appendix D'!$A$1:$DF$336,$AG215,FALSE)","v":{"$error":"#N/A"}},{"$f":"HLOOKUP(AP$371,'Appendix D'!$A$1:$DF$336,$AG215,FALSE)","v":{"$error":"#N/A"}},{"$f":"HLOOKUP(AQ$371,'Appendix D'!$A$1:$DF$336,$AG215,FALSE)","v":{"$error":"#N/A"}},{"$f":"HLOOKUP(AR$371,'Appendix D'!$A$1:$DF$336,$AG215,FALSE)","v":{"$error":"#N/A"}},{"$f":"HLOOKUP(AS$371,'Appendix D'!$A$1:$DF$336,$AG215,FALSE)","v":{"$error":"#N/A"}},{"$f":"HLOOKUP(AT$371,'Appendix D'!$A$1:$DF$336,$AG215,FALSE)","v":{"$error":"#N/A"}},{"$f":"HLOOKUP(AU$371,'Appendix D'!$A$1:$DF$336,$AG215,FALSE)","v":{"$error":"#N/A"}},{"$f":"HLOOKUP(AV$371,'Appendix D'!$A$1:$DF$336,$AG215,FALSE)","v":{"$error":"#N/A"}},{"$f":"HLOOKUP(AW$371,'Appendix D'!$A$1:$DF$336,$AG215,FALSE)","v":{"$error":"#N/A"}},{"$f":"HLOOKUP(AX$371,'Appendix D'!$A$1:$DF$336,$AG215,FALSE)","v":{"$error":"#N/A"}},{"$f":"HLOOKUP(AY$371,'Appendix D'!$A$1:$DF$336,$AG215,FALSE)","v":{"$error":"#N/A"}},{"$f":"HLOOKUP(AZ$371,'Appendix D'!$A$1:$DF$336,$AG215,FALSE)","v":{"$error":"#N/A"}},{"$f":"HLOOKUP(BA$371,'Appendix D'!$A$1:$DF$336,$AG215,FALSE)","v":{"$error":"#N/A"}},{"$f":"HLOOKUP(BB$371,'Appendix D'!$A$1:$DF$336,$AG215,FALSE)","v":{"$error":"#N/A"}},9]
[null,null,null,null,null,null,null,null,null,null,null,null,null,null,null,null,null,null,null,null,null,null,null,null,null,null,null,null,null,null,null,null,183,70,{"$f":"HLOOKUP(AI$371,'Appendix D'!$A$1:$DF$336,$AG216,FALSE)","v":{"$error":"#N/A"}},{"$f":"HLOOKUP(AJ$371,'Appendix D'!$A$1:$DF$336,$AG216,FALSE)","v":{"$error":"#N/A"}},{"$f":"HLOOKUP(AK$371,'Appendix D'!$A$1:$DF$336,$AG216,FALSE)","v":{"$error":"#N/A"}},{"$f":"HLOOKUP(AL$371,'Appendix D'!$A$1:$DF$336,$AG216,FALSE)","v":{"$error":"#N/A"}},{"$f":"HLOOKUP(AM$371,'Appendix D'!$A$1:$DF$336,$AG216,FALSE)","v":{"$error":"#N/A"}},{"$f":"HLOOKUP(AN$371,'Appendix D'!$A$1:$DF$336,$AG216,FALSE)","v":{"$error":"#N/A"}},{"$f":"HLOOKUP(AO$371,'Appendix D'!$A$1:$DF$336,$AG216,FALSE)","v":{"$error":"#N/A"}},{"$f":"HLOOKUP(AP$371,'Appendix D'!$A$1:$DF$336,$AG216,FALSE)","v":{"$error":"#N/A"}},{"$f":"HLOOKUP(AQ$371,'Appendix D'!$A$1:$DF$336,$AG216,FALSE)","v":{"$error":"#N/A"}},{"$f":"HLOOKUP(AR$371,'Appendix D'!$A$1:$DF$336,$AG216,FALSE)","v":{"$error":"#N/A"}},{"$f":"HLOOKUP(AS$371,'Appendix D'!$A$1:$DF$336,$AG216,FALSE)","v":{"$error":"#N/A"}},{"$f":"HLOOKUP(AT$371,'Appendix D'!$A$1:$DF$336,$AG216,FALSE)","v":{"$error":"#N/A"}},{"$f":"HLOOKUP(AU$371,'Appendix D'!$A$1:$DF$336,$AG216,FALSE)","v":{"$error":"#N/A"}},{"$f":"HLOOKUP(AV$371,'Appendix D'!$A$1:$DF$336,$AG216,FALSE)","v":{"$error":"#N/A"}},{"$f":"HLOOKUP(AW$371,'Appendix D'!$A$1:$DF$336,$AG216,FALSE)","v":{"$error":"#N/A"}},{"$f":"HLOOKUP(AX$371,'Appendix D'!$A$1:$DF$336,$AG216,FALSE)","v":{"$error":"#N/A"}},{"$f":"HLOOKUP(AY$371,'Appendix D'!$A$1:$DF$336,$AG216,FALSE)","v":{"$error":"#N/A"}},{"$f":"HLOOKUP(AZ$371,'Appendix D'!$A$1:$DF$336,$AG216,FALSE)","v":{"$error":"#N/A"}},{"$f":"HLOOKUP(BA$371,'Appendix D'!$A$1:$DF$336,$AG216,FALSE)","v":{"$error":"#N/A"}},{"$f":"HLOOKUP(BB$371,'Appendix D'!$A$1:$DF$336,$AG216,FALSE)","v":{"$error":"#N/A"}},10]
[null,null,null,null,null,null,null,null,null,null,null,null,null,null,null,null,null,null,null,null,null,null,null,null,null,null,null,null,{"$f":"AC207","v":0},null,null,null,184,75,{"$f":"HLOOKUP(AI$371,'Appendix D'!$A$1:$DF$336,$AG217,FALSE)","v":{"$error":"#N/A"}},{"$f":"HLOOKUP(AJ$371,'Appendix D'!$A$1:$DF$336,$AG217,FALSE)","v":{"$error":"#N/A"}},{"$f":"HLOOKUP(AK$371,'Appendix D'!$A$1:$DF$336,$AG217,FALSE)","v":{"$error":"#N/A"}},{"$f":"HLOOKUP(AL$371,'Appendix D'!$A$1:$DF$336,$AG217,FALSE)","v":{"$error":"#N/A"}},{"$f":"HLOOKUP(AM$371,'Appendix D'!$A$1:$DF$336,$AG217,FALSE)","v":{"$error":"#N/A"}},{"$f":"HLOOKUP(AN$371,'Appendix D'!$A$1:$DF$336,$AG217,FALSE)","v":{"$error":"#N/A"}},{"$f":"HLOOKUP(AO$371,'Appendix D'!$A$1:$DF$336,$AG217,FALSE)","v":{"$error":"#N/A"}},{"$f":"HLOOKUP(AP$371,'Appendix D'!$A$1:$DF$336,$AG217,FALSE)","v":{"$error":"#N/A"}},{"$f":"HLOOKUP(AQ$371,'Appendix D'!$A$1:$DF$336,$AG217,FALSE)","v":{"$error":"#N/A"}},{"$f":"HLOOKUP(AR$371,'Appendix D'!$A$1:$DF$336,$AG217,FALSE)","v":{"$error":"#N/A"}},{"$f":"HLOOKUP(AS$371,'Appendix D'!$A$1:$DF$336,$AG217,FALSE)","v":{"$error":"#N/A"}},{"$f":"HLOOKUP(AT$371,'Appendix D'!$A$1:$DF$336,$AG217,FALSE)","v":{"$error":"#N/A"}},{"$f":"HLOOKUP(AU$371,'Appendix D'!$A$1:$DF$336,$AG217,FALSE)","v":{"$error":"#N/A"}},{"$f":"HLOOKUP(AV$371,'Appendix D'!$A$1:$DF$336,$AG217,FALSE)","v":{"$error":"#N/A"}},{"$f":"HLOOKUP(AW$371,'Appendix D'!$A$1:$DF$336,$AG217,FALSE)","v":{"$error":"#N/A"}},{"$f":"HLOOKUP(AX$371,'Appendix D'!$A$1:$DF$336,$AG217,FALSE)","v":{"$error":"#N/A"}},{"$f":"HLOOKUP(AY$371,'Appendix D'!$A$1:$DF$336,$AG217,FALSE)","v":{"$error":"#N/A"}},{"$f":"HLOOKUP(AZ$371,'Appendix D'!$A$1:$DF$336,$AG217,FALSE)","v":{"$error":"#N/A"}},{"$f":"HLOOKUP(BA$371,'Appendix D'!$A$1:$DF$336,$AG217,FALSE)","v":{"$error":"#N/A"}},{"$f":"HLOOKUP(BB$371,'Appendix D'!$A$1:$DF$336,$AG217,FALSE)","v":{"$error":"#N/A"}},11]
[null,null,null,null,null,null,null,null,null,null,null,null,null,null,null,null,null,null,null,null,null,null,null,null,null,null,null,{"$f":"AB214","v":0},{"$f":"(AC214+((AD214-AC214)/(AD213-AC213)*(AC207-AC213)))","v":0},null,null,null,185,80,{"$f":"HLOOKUP(AI$371,'Appendix D'!$A$1:$DF$336,$AG218,FALSE)","v":{"$error":"#N/A"}},{"$f":"HLOOKUP(AJ$371,'Appendix D'!$A$1:$DF$336,$AG218,FALSE)","v":{"$error":"#N/A"}},{"$f":"HLOOKUP(AK$371,'Appendix D'!$A$1:$DF$336,$AG218,FALSE)","v":{"$error":"#N/A"}},{"$f":"HLOOKUP(AL$371,'Appendix D'!$A$1:$DF$336,$AG218,FALSE)","v":{"$error":"#N/A"}},{"$f":"HLOOKUP(AM$371,'Appendix D'!$A$1:$DF$336,$AG218,FALSE)","v":{"$error":"#N/A"}},{"$f":"HLOOKUP(AN$371,'Appendix D'!$A$1:$DF$336,$AG218,FALSE)","v":{"$error":"#N/A"}},{"$f":"HLOOKUP(AO$371,'Appendix D'!$A$1:$DF$336,$AG218,FALSE)","v":{"$error":"#N/A"}},{"$f":"HLOOKUP(AP$371,'Appendix D'!$A$1:$DF$336,$AG218,FALSE)","v":{"$error":"#N/A"}},{"$f":"HLOOKUP(AQ$371,'Appendix D'!$A$1:$DF$336,$AG218,FALSE)","v":{"$error":"#N/A"}},{"$f":"HLOOKUP(AR$371,'Appendix D'!$A$1:$DF$336,$AG218,FALSE)","v":{"$error":"#N/A"}},{"$f":"HLOOKUP(AS$371,'Appendix D'!$A$1:$DF$336,$AG218,FALSE)","v":{"$error":"#N/A"}},{"$f":"HLOOKUP(AT$371,'Appendix D'!$A$1:$DF$336,$AG218,FALSE)","v":{"$error":"#N/A"}},{"$f":"HLOOKUP(AU$371,'Appendix D'!$A$1:$DF$336,$AG218,FALSE)","v":{"$error":"#N/A"}},{"$f":"HLOOKUP(AV$371,'Appendix D'!$A$1:$DF$336,$AG218,FALSE)","v":{"$error":"#N/A"}},{"$f":"HLOOKUP(AW$371,'Appendix D'!$A$1:$DF$336,$AG218,FALSE)","v":{"$error":"#N/A"}},{"$f":"HLOOKUP(AX$371,'Appendix D'!$A$1:$DF$336,$AG218,FALSE)","v":{"$error":"#N/A"}},{"$f":"HLOOKUP(AY$371,'Appendix D'!$A$1:$DF$336,$AG218,FALSE)","v":{"$error":"#N/A"}},{"$f":"HLOOKUP(AZ$371,'Appendix D'!$A$1:$DF$336,$AG218,FALSE)","v":{"$error":"#N/A"}},{"$f":"HLOOKUP(BA$371,'Appendix D'!$A$1:$DF$336,$AG218,FALSE)","v":{"$error":"#N/A"}},{"$f":"HLOOKUP(BB$371,'Appendix D'!$A$1:$DF$336,$AG218,FALSE)","v":{"$error":"#N/A"}},12]
[null,null,null,null,null,null,null,null,null,null,null,null,null,null,null,null,null,null,null,null,null,null,null,null,null,null,null,{"$f":"AB215","v":5},{"$f":"(AC215+((AD215-AC215)/(AD213-AC213)*(AC207-AC213)))","v":{"$error":"#REF!"}},null,null,null,186,85,{"$f":"HLOOKUP(AI$371,'Appendix D'!$A$1:$DF$336,$AG219,FALSE)","v":{"$error":"#N/A"}},{"$f":"HLOOKUP(AJ$371,'Appendix D'!$A$1:$DF$336,$AG219,FALSE)","v":{"$error":"#N/A"}},{"$f":"HLOOKUP(AK$371,'Appendix D'!$A$1:$DF$336,$AG219,FALSE)","v":{"$error":"#N/A"}},{"$f":"HLOOKUP(AL$371,'Appendix D'!$A$1:$DF$336,$AG219,FALSE)","v":{"$error":"#N/A"}},{"$f":"HLOOKUP(AM$371,'Appendix D'!$A$1:$DF$336,$AG219,FALSE)","v":{"$error":"#N/A"}},{"$f":"HLOOKUP(AN$371,'Appendix D'!$A$1:$DF$336,$AG219,FALSE)","v":{"$error":"#N/A"}},{"$f":"HLOOKUP(AO$371,'Appendix D'!$A$1:$DF$336,$AG219,FALSE)","v":{"$error":"#N/A"}},{"$f":"HLOOKUP(AP$371,'Appendix D'!$A$1:$DF$336,$AG219,FALSE)","v":{"$error":"#N/A"}},{"$f":"HLOOKUP(AQ$371,'Appendix D'!$A$1:$DF$336,$AG219,FALSE)","v":{"$error":"#N/A"}},{"$f":"HLOOKUP(AR$371,'Appendix D'!$A$1:$DF$336,$AG219,FALSE)","v":{"$error":"#N/A"}},{"$f":"HLOOKUP(AS$371,'Appendix D'!$A$1:$DF$336,$AG219,FALSE)","v":{"$error":"#N/A"}},{"$f":"HLOOKUP(AT$371,'Appendix D'!$A$1:$DF$336,$AG219,FALSE)","v":{"$error":"#N/A"}},{"$f":"HLOOKUP(AU$371,'Appendix D'!$A$1:$DF$336,$AG219,FALSE)","v":{"$error":"#N/A"}},{"$f":"HLOOKUP(AV$371,'Appendix D'!$A$1:$DF$336,$AG219,FALSE)","v":{"$error":"#N/A"}},{"$f":"HLOOKUP(AW$371,'Appendix D'!$A$1:$DF$336,$AG219,FALSE)","v":{"$error":"#N/A"}},{"$f":"HLOOKUP(AX$371,'Appendix D'!$A$1:$DF$336,$AG219,FALSE)","v":{"$error":"#N/A"}},{"$f":"HLOOKUP(AY$371,'Appendix D'!$A$1:$DF$336,$AG219,FALSE)","v":{"$error":"#N/A"}},{"$f":"HLOOKUP(AZ$371,'Appendix D'!$A$1:$DF$336,$AG219,FALSE)","v":{"$error":"#N/A"}},{"$f":"HLOOKUP(BA$371,'Appendix D'!$A$1:$DF$336,$AG219,FALSE)","v":{"$error":"#N/A"}},{"$f":"HLOOKUP(BB$371,'Appendix D'!$A$1:$DF$336,$AG219,FALSE)","v":{"$error":"#N/A"}},13]
[null,null,null,null,null,null,null,null,null,null,null,null,null,null,null,null,null,null,null,null,null,null,null,null,null,null,null,null,null,null,null,null,187,90,{"$f":"HLOOKUP(AI$371,'Appendix D'!$A$1:$DF$336,$AG220,FALSE)","v":{"$error":"#N/A"}},{"$f":"HLOOKUP(AJ$371,'Appendix D'!$A$1:$DF$336,$AG220,FALSE)","v":{"$error":"#N/A"}},{"$f":"HLOOKUP(AK$371,'Appendix D'!$A$1:$DF$336,$AG220,FALSE)","v":{"$error":"#N/A"}},{"$f":"HLOOKUP(AL$371,'Appendix D'!$A$1:$DF$336,$AG220,FALSE)","v":{"$error":"#N/A"}},{"$f":"HLOOKUP(AM$371,'Appendix D'!$A$1:$DF$336,$AG220,FALSE)","v":{"$error":"#N/A"}},{"$f":"HLOOKUP(AN$371,'Appendix D'!$A$1:$DF$336,$AG220,FALSE)","v":{"$error":"#N/A"}},{"$f":"HLOOKUP(AO$371,'Appendix D'!$A$1:$DF$336,$AG220,FALSE)","v":{"$error":"#N/A"}},{"$f":"HLOOKUP(AP$371,'Appendix D'!$A$1:$DF$336,$AG220,FALSE)","v":{"$error":"#N/A"}},{"$f":"HLOOKUP(AQ$371,'Appendix D'!$A$1:$DF$336,$AG220,FALSE)","v":{"$error":"#N/A"}},{"$f":"HLOOKUP(AR$371,'Appendix D'!$A$1:$DF$336,$AG220,FALSE)","v":{"$error":"#N/A"}},{"$f":"HLOOKUP(AS$371,'Appendix D'!$A$1:$DF$336,$AG220,FALSE)","v":{"$error":"#N/A"}},{"$f":"HLOOKUP(AT$371,'Appendix D'!$A$1:$DF$336,$AG220,FALSE)","v":{"$error":"#N/A"}},{"$f":"HLOOKUP(AU$371,'Appendix D'!$A$1:$DF$336,$AG220,FALSE)","v":{"$error":"#N/A"}},{"$f":"HLOOKUP(AV$371,'Appendix D'!$A$1:$DF$336,$AG220,FALSE)","v":{"$error":"#N/A"}},{"$f":"HLOOKUP(AW$371,'Appendix D'!$A$1:$DF$336,$AG220,FALSE)","v":{"$error":"#N/A"}},{"$f":"HLOOKUP(AX$371,'Appendix D'!$A$1:$DF$336,$AG220,FALSE)","v":{"$error":"#N/A"}},{"$f":"HLOOKUP(AY$371,'Appendix D'!$A$1:$DF$336,$AG220,FALSE)","v":{"$error":"#N/A"}},{"$f":"HLOOKUP(AZ$371,'Appendix D'!$A$1:$DF$336,$AG220,FALSE)","v":{"$error":"#N/A"}},{"$f":"HLOOKUP(BA$371,'Appendix D'!$A$1:$DF$336,$AG220,FALSE)","v":{"$error":"#N/A"}},{"$f":"HLOOKUP(BB$371,'Appendix D'!$A$1:$DF$336,$AG220,FALSE)","v":{"$error":"#N/A"}},14]
[null,null,null,null,null,null,null,null,null,null,null,null,null,null,null,null,null,null,null,null,null,null,null,null,null,null,null,null,{"$f":"AC217","v":0},null,null,null,188,95,{"$f":"HLOOKUP(AI$371,'Appendix D'!$A$1:$DF$336,$AG221,FALSE)","v":{"$error":"#N/A"}},{"$f":"HLOOKUP(AJ$371,'Appendix D'!$A$1:$DF$336,$AG221,FALSE)","v":{"$error":"#N/A"}},{"$f":"HLOOKUP(AK$371,'Appendix D'!$A$1:$DF$336,$AG221,FALSE)","v":{"$error":"#N/A"}},{"$f":"HLOOKUP(AL$371,'Appendix D'!$A$1:$DF$336,$AG221,FALSE)","v":{"$error":"#N/A"}},{"$f":"HLOOKUP(AM$371,'Appendix D'!$A$1:$DF$336,$AG221,FALSE)","v":{"$error":"#N/A"}},{"$f":"HLOOKUP(AN$371,'Appendix D'!$A$1:$DF$336,$AG221,FALSE)","v":{"$error":"#N/A"}},{"$f":"HLOOKUP(AO$371,'Appendix D'!$A$1:$DF$336,$AG221,FALSE)","v":{"$error":"#N/A"}},{"$f":"HLOOKUP(AP$371,'Appendix D'!$A$1:$DF$336,$AG221,FALSE)","v":{"$error":"#N/A"}},{"$f":"HLOOKUP(AQ$371,'Appendix D'!$A$1:$DF$336,$AG221,FALSE)","v":{"$error":"#N/A"}},{"$f":"HLOOKUP(AR$371,'Appendix D'!$A$1:$DF$336,$AG221,FALSE)","v":{"$error":"#N/A"}},{"$f":"HLOOKUP(AS$371,'Appendix D'!$A$1:$DF$336,$AG221,FALSE)","v":{"$error":"#N/A"}},{"$f":"HLOOKUP(AT$371,'Appendix D'!$A$1:$DF$336,$AG221,FALSE)","v":{"$error":"#N/A"}},{"$f":"HLOOKUP(AU$371,'Appendix D'!$A$1:$DF$336,$AG221,FALSE)","v":{"$error":"#N/A"}},{"$f":"HLOOKUP(AV$371,'Appendix D'!$A$1:$DF$336,$AG221,FALSE)","v":{"$error":"#N/A"}},{"$f":"HLOOKUP(AW$371,'Appendix D'!$A$1:$DF$336,$AG221,FALSE)","v":{"$error":"#N/A"}},{"$f":"HLOOKUP(AX$371,'Appendix D'!$A$1:$DF$336,$AG221,FALSE)","v":{"$error":"#N/A"}},{"$f":"HLOOKUP(AY$371,'Appendix D'!$A$1:$DF$336,$AG221,FALSE)","v":{"$error":"#N/A"}},{"$f":"HLOOKUP(AZ$371,'Appendix D'!$A$1:$DF$336,$AG221,FALSE)","v":{"$error":"#N/A"}},{"$f":"HLOOKUP(BA$371,'Appendix D'!$A$1:$DF$336,$AG221,FALSE)","v":{"$error":"#N/A"}},{"$f":"HLOOKUP(BB$371,'Appendix D'!$A$1:$DF$336,$AG221,FALSE)","v":{"$error":"#N/A"}},15]
[null,null,null,null,null,null,null,null,null,null,null,null,null,null,null,null,null,null,null,null,null,null,null,null,null,null,null,{"$f":"AD207","v":5},{"$f":"(AC218+((AC219-AC218)/(AB219-AB218)*(AB222-AB218)))","v":{"$error":"#REF!"}},null,null,null,189,98,{"$f":"HLOOKUP(AI$371,'Appendix D'!$A$1:$DF$336,$AG222,FALSE)","v":{"$error":"#N/A"}},{"$f":"HLOOKUP(AJ$371,'Appendix D'!$A$1:$DF$336,$AG222,FALSE)","v":{"$error":"#N/A"}},{"$f":"HLOOKUP(AK$371,'Appendix D'!$A$1:$DF$336,$AG222,FALSE)","v":{"$error":"#N/A"}},{"$f":"HLOOKUP(AL$371,'Appendix D'!$A$1:$DF$336,$AG222,FALSE)","v":{"$error":"#N/A"}},{"$f":"HLOOKUP(AM$371,'Appendix D'!$A$1:$DF$336,$AG222,FALSE)","v":{"$error":"#N/A"}},{"$f":"HLOOKUP(AN$371,'Appendix D'!$A$1:$DF$336,$AG222,FALSE)","v":{"$error":"#N/A"}},{"$f":"HLOOKUP(AO$371,'Appendix D'!$A$1:$DF$336,$AG222,FALSE)","v":{"$error":"#N/A"}},{"$f":"HLOOKUP(AP$371,'Appendix D'!$A$1:$DF$336,$AG222,FALSE)","v":{"$error":"#N/A"}},{"$f":"HLOOKUP(AQ$371,'Appendix D'!$A$1:$DF$336,$AG222,FALSE)","v":{"$error":"#N/A"}},{"$f":"HLOOKUP(AR$371,'Appendix D'!$A$1:$DF$336,$AG222,FALSE)","v":{"$error":"#N/A"}},{"$f":"HLOOKUP(AS$371,'Appendix D'!$A$1:$DF$336,$AG222,FALSE)","v":{"$error":"#N/A"}},{"$f":"HLOOKUP(AT$371,'Appendix D'!$A$1:$DF$336,$AG222,FALSE)","v":{"$error":"#N/A"}},{"$f":"HLOOKUP(AU$371,'Appendix D'!$A$1:$DF$336,$AG222,FALSE)","v":{"$error":"#N/A"}},{"$f":"HLOOKUP(AV$371,'Appendix D'!$A$1:$DF$336,$AG222,FALSE)","v":{"$error":"#N/A"}},{"$f":"HLOOKUP(AW$371,'Appendix D'!$A$1:$DF$336,$AG222,FALSE)","v":{"$error":"#N/A"}},{"$f":"HLOOKUP(AX$371,'Appendix D'!$A$1:$DF$336,$AG222,FALSE)","v":{"$error":"#N/A"}},{"$f":"HLOOKUP(AY$371,'Appendix D'!$A$1:$DF$336,$AG222,FALSE)","v":{"$error":"#N/A"}},{"$f":"HLOOKUP(AZ$371,'Appendix D'!$A$1:$DF$336,$AG222,FALSE)","v":{"$error":"#N/A"}},{"$f":"HLOOKUP(BA$371,'Appendix D'!$A$1:$DF$336,$AG222,FALSE)","v":{"$error":"#N/A"}},{"$f":"HLOOKUP(BB$371,'Appendix D'!$A$1:$DF$336,$AG222,FALSE)","v":{"$error":"#N/A"}},16]
[]
[null,null,null,null,null,null,null,null,null,null,null,null,null,null,null,null,null,null,null,null,null,null,null,null,null,null,null,"2.50 INCH RETENTION EFFICIENCY INTERPOLATION",null,null,null,null,null,{"$f":"$AH$25","v":0},null,null,null,null,"Mean Annual Mass Removal Efficiencies for 2.50-inches of Retention "]
[]
[null,null,null,null,null,null,null,null,null,null,null,null,null,null,null,null,null,null,null,null,null,null,null,null,null,null,null,"POST","CN","DCIA"]
[null,null,null,null,null,null,null,null,null,null,null,null,null,null,null,null,null,null,null,null,null,null,null,null,null,null,null,null,null,null,null,null,null,"NDCIA CN","Percent DCIA"]
[null,null,null,null,null,null,null,null,null,null,null,null,null,null,null,null,null,null,null,null,null,null,null,null,null,null,null,null,{"$f":"'Watershed Characteristics'!$AA$47","v":0},{"$f":"IF('Watershed Characteristics'!$AA$48<5, 5, 'Watershed Characteristics'!$AA$48)","v":5},null,null,null,null,5,10,15,20,25,30,35,40,45,50,55,60,65,70,75,80,85,90,95,100]
[null,null,null,null,null,null,null,null,null,null,null,null,null,null,null,null,null,null,null,null,null,null,null,null,null,null,null,null,null,null,null,null,196,30,{"$f":"HLOOKUP(AI$371,'Appendix D'!$A$1:$DF$336,$AG229,FALSE)","v":{"$error":"#N/A"}},{"$f":"HLOOKUP(AJ$371,'Appendix D'!$A$1:$DF$336,$AG229,FALSE)","v":{"$error":"#N/A"}},{"$f":"HLOOKUP(AK$371,'Appendix D'!$A$1:$DF$336,$AG229,FALSE)","v":{"$error":"#N/A"}},{"$f":"HLOOKUP(AL$371,'Appendix D'!$A$1:$DF$336,$AG229,FALSE)","v":{"$error":"#N/A"}},{"$f":"HLOOKUP(AM$371,'Appendix D'!$A$1:$DF$336,$AG229,FALSE)","v":{"$error":"#N/A"}},{"$f":"HLOOKUP(AN$371,'Appendix D'!$A$1:$DF$336,$AG229,FALSE)","v":{"$error":"#N/A"}},{"$f":"HLOOKUP(AO$371,'Appendix D'!$A$1:$DF$336,$AG229,FALSE)","v":{"$error":"#N/A"}},{"$f":"HLOOKUP(AP$371,'Appendix D'!$A$1:$DF$336,$AG229,FALSE)","v":{"$error":"#N/A"}},{"$f":"HLOOKUP(AQ$371,'Appendix D'!$A$1:$DF$336,$AG229,FALSE)","v":{"$error":"#N/A"}},{"$f":"HLOOKUP(AR$371,'Appendix D'!$A$1:$DF$336,$AG229,FALSE)","v":{"$error":"#N/A"}},{"$f":"HLOOKUP(AS$371,'Appendix D'!$A$1:$DF$336,$AG229,FALSE)","v":{"$error":"#N/A"}},{"$f":"HLOOKUP(AT$371,'Appendix D'!$A$1:$DF$336,$AG229,FALSE)","v":{"$error":"#N/A"}},{"$f":"HLOOKUP(AU$371,'Appendix D'!$A$1:$DF$336,$AG229,FALSE)","v":{"$error":"#N/A"}},{"$f":"HLOOKUP(AV$371,'Appendix D'!$A$1:$DF$336,$AG229,FALSE)","v":{"$error":"#N/A"}},{"$f":"HLOOKUP(AW$371,'Appendix D'!$A$1:$DF$336,$AG229,FALSE)","v":{"$error":"#N/A"}},{"$f":"HLOOKUP(AX$371,'Appendix D'!$A$1:$DF$336,$AG229,FALSE)","v":{"$error":"#N/A"}},{"$f":"HLOOKUP(AY$371,'Appendix D'!$A$1:$DF$336,$AG229,FALSE)","v":{"$error":"#N/A"}},{"$f":"HLOOKUP(AZ$371,'Appendix D'!$A$1:$DF$336,$AG229,FALSE)","v":{"$error":"#N/A"}},{"$f":"HLOOKUP(BA$371,'Appendix D'!$A$1:$DF$336,$AG229,FALSE)","v":{"$error":"#N/A"}},{"$f":"HLOOKUP(BB$371,'Appendix D'!$A$1:$DF$336,$AG229,FALSE)","v":{"$error":"#N/A"}},2]
[null,null,null,null,null,null,null,null,null,null,null,null,null,null,null,null,null,null,null,null,null,null,null,null,null,null,null,"R.Down:",{"$f":"(ROUNDDOWN(AC228/10,0)*10)","v":0},{"$f":"(ROUNDDOWN(AD228/10,0)*10)","v":0},{"$f":"AE41","v":{"$error":"#N/A"}},null,197,35,{"$f":"HLOOKUP(AI$371,'Appendix D'!$A$1:$DF$336,$AG230,FALSE)","v":{"$error":"#N/A"}},{"$f":"HLOOKUP(AJ$371,'Appendix D'!$A$1:$DF$336,$AG230,FALSE)","v":{"$error":"#N/A"}},{"$f":"HLOOKUP(AK$371,'Appendix D'!$A$1:$DF$336,$AG230,FALSE)","v":{"$error":"#N/A"}},{"$f":"HLOOKUP(AL$371,'Appendix D'!$A$1:$DF$336,$AG230,FALSE)","v":{"$error":"#N/A"}},{"$f":"HLOOKUP(AM$371,'Appendix D'!$A$1:$DF$336,$AG230,FALSE)","v":{"$error":"#N/A"}},{"$f":"HLOOKUP(AN$371,'Appendix D'!$A$1:$DF$336,$AG230,FALSE)","v":{"$error":"#N/A"}},{"$f":"HLOOKUP(AO$371,'Appendix D'!$A$1:$DF$336,$AG230,FALSE)","v":{"$error":"#N/A"}},{"$f":"HLOOKUP(AP$371,'Appendix D'!$A$1:$DF$336,$AG230,FALSE)","v":{"$error":"#N/A"}},{"$f":"HLOOKUP(AQ$371,'Appendix D'!$A$1:$DF$336,$AG230,FALSE)","v":{"$error":"#N/A"}},{"$f":"HLOOKUP(AR$371,'Appendix D'!$A$1:$DF$336,$AG230,FALSE)","v":{"$error":"#N/A"}},{"$f":"HLOOKUP(AS$371,'Appendix D'!$A$1:$DF$336,$AG230,FALSE)","v":{"$error":"#N/A"}},{"$f":"HLOOKUP(AT$371,'Appendix D'!$A$1:$DF$336,$AG230,FALSE)","v":{"$error":"#N/A"}},{"$f":"HLOOKUP(AU$371,'Appendix D'!$A$1:$DF$336,$AG230,FALSE)","v":{"$error":"#N/A"}},{"$f":"HLOOKUP(AV$371,'Appendix D'!$A$1:$DF$336,$AG230,FALSE)","v":{"$error":"#N/A"}},{"$f":"HLOOKUP(AW$371,'Appendix D'!$A$1:$DF$336,$AG230,FALSE)","v":{"$error":"#N/A"}},{"$f":"HLOOKUP(AX$371,'Appendix D'!$A$1:$DF$336,$AG230,FALSE)","v":{"$error":"#N/A"}},{"$f":"HLOOKUP(AY$371,'Appendix D'!$A$1:$DF$336,$AG230,FALSE)","v":{"$error":"#N/A"}},{"$f":"HLOOKUP(AZ$371,'Appendix D'!$A$1:$DF$336,$AG230,FALSE)","v":{"$error":"#N/A"}},{"$f":"HLOOKUP(BA$371,'Appendix D'!$A$1:$DF$336,$AG230,FALSE)","v":{"$error":"#N/A"}},{"$f":"HLOOKUP(BB$371,'Appendix D'!$A$1:$DF$336,$AG230,FALSE)","v":{"$error":"#N/A"}},3]
[null,null,null,null,null,null,null,null,null,null,null,null,null,null,null,null,null,null,null,null,null,null,null,null,null,null,null,"Diff:",{"$f":"AC228-AC230","v":0},{"$f":"AD228-AD230","v":5},{"$f":"AE42","v":{"$error":"#N/A"}},null,198,40,{"$f":"HLOOKUP(AI$371,'Appendix D'!$A$1:$DF$336,$AG231,FALSE)","v":{"$error":"#N/A"}},{"$f":"HLOOKUP(AJ$371,'Appendix D'!$A$1:$DF$336,$AG231,FALSE)","v":{"$error":"#N/A"}},{"$f":"HLOOKUP(AK$371,'Appendix D'!$A$1:$DF$336,$AG231,FALSE)","v":{"$error":"#N/A"}},{"$f":"HLOOKUP(AL$371,'Appendix D'!$A$1:$DF$336,$AG231,FALSE)","v":{"$error":"#N/A"}},{"$f":"HLOOKUP(AM$371,'Appendix D'!$A$1:$DF$336,$AG231,FALSE)","v":{"$error":"#N/A"}},{"$f":"HLOOKUP(AN$371,'Appendix D'!$A$1:$DF$336,$AG231,FALSE)","v":{"$error":"#N/A"}},{"$f":"HLOOKUP(AO$371,'Appendix D'!$A$1:$DF$336,$AG231,FALSE)","v":{"$error":"#N/A"}},{"$f":"HLOOKUP(AP$371,'Appendix D'!$A$1:$DF$336,$AG231,FALSE)","v":{"$error":"#N/A"}},{"$f":"HLOOKUP(AQ$371,'Appendix D'!$A$1:$DF$336,$AG231,FALSE)","v":{"$error":"#N/A"}},{"$f":"HLOOKUP(AR$371,'Appendix D'!$A$1:$DF$336,$AG231,FALSE)","v":{"$error":"#N/A"}},{"$f":"HLOOKUP(AS$371,'Appendix D'!$A$1:$DF$336,$AG231,FALSE)","v":{"$error":"#N/A"}},{"$f":"HLOOKUP(AT$371,'Appendix D'!$A$1:$DF$336,$AG231,FALSE)","v":{"$error":"#N/A"}},{"$f":"HLOOKUP(AU$371,'Appendix D'!$A$1:$DF$336,$AG231,FALSE)","v":{"$error":"#N/A"}},{"$f":"HLOOKUP(AV$371,'Appendix D'!$A$1:$DF$336,$AG231,FALSE)","v":{"$error":"#N/A"}},{"$f":"HLOOKUP(AW$371,'Appendix D'!$A$1:$DF$336,$AG231,FALSE)","v":{"$error":"#N/A"}},{"$f":"HLOOKUP(AX$371,'Appendix D'!$A$1:$DF$336,$AG231,FALSE)","v":{"$error":"#N/A"}},{"$f":"HLOOKUP(AY$371,'Appendix D'!$A$1:$DF$336,$AG231,FALSE)","v":{"$error":"#N/A"}},{"$f":"HLOOKUP(AZ$371,'Appendix D'!$A$1:$DF$336,$AG231,FALSE)","v":{"$error":"#N/A"}},{"$f":"HLOOKUP(BA$371,'Appendix D'!$A$1:$DF$336,$AG231,FALSE)","v":{"$error":"#N/A"}},{"$f":"HLOOKUP(BB$371,'Appendix D'!$A$1:$DF$336,$AG231,FALSE)","v":{"$error":"#N/A"}},4]
[null,null,null,null,null,null,null,null,null,null,null,null,null,null,null,null,null,null,null,null,null,null,null,null,null,null,null,null,null,null,{"$f":"AE43","v":{"$error":"#N/A"}},null,199,45,{"$f":"HLOOKUP(AI$371,'Appendix D'!$A$1:$DF$336,$AG232,FALSE)","v":{"$error":"#N/A"}},{"$f":"HLOOKUP(AJ$371,'Appendix D'!$A$1:$DF$336,$AG232,FALSE)","v":{"$error":"#N/A"}},{"$f":"HLOOKUP(AK$371,'Appendix D'!$A$1:$DF$336,$AG232,FALSE)","v":{"$error":"#N/A"}},{"$f":"HLOOKUP(AL$371,'Appendix D'!$A$1:$DF$336,$AG232,FALSE)","v":{"$error":"#N/A"}},{"$f":"HLOOKUP(AM$371,'Appendix D'!$A$1:$DF$336,$AG232,FALSE)","v":{"$error":"#N/A"}},{"$f":"HLOOKUP(AN$371,'Appendix D'!$A$1:$DF$336,$AG232,FALSE)","v":{"$error":"#N/A"}},{"$f":"HLOOKUP(AO$371,'Appendix D'!$A$1:$DF$336,$AG232,FALSE)","v":{"$error":"#N/A"}},{"$f":"HLOOKUP(AP$371,'Appendix D'!$A$1:$DF$336,$AG232,FALSE)","v":{"$error":"#N/A"}},{"$f":"HLOOKUP(AQ$371,'Appendix D'!$A$1:$DF$336,$AG232,FALSE)","v":{"$error":"#N/A"}},{"$f":"HLOOKUP(AR$371,'Appendix D'!$A$1:$DF$336,$AG232,FALSE)","v":{"$error":"#N/A"}},{"$f":"HLOOKUP(AS$371,'Appendix D'!$A$1:$DF$336,$AG232,FALSE)","v":{"$error":"#N/A"}},{"$f":"HLOOKUP(AT$371,'Appendix D'!$A$1:$DF$336,$AG232,FALSE)","v":{"$error":"#N/A"}},{"$f":"HLOOKUP(AU$371,'Appendix D'!$A$1:$DF$336,$AG232,FALSE)","v":{"$error":"#N/A"}},{"$f":"HLOOKUP(AV$371,'Appendix D'!$A$1:$DF$336,$AG232,FALSE)","v":{"$error":"#N/A"}},{"$f":"HLOOKUP(AW$371,'Appendix D'!$A$1:$DF$336,$AG232,FALSE)","v":{"$error":"#N/A"}},{"$f":"HLOOKUP(AX$371,'Appendix D'!$A$1:$DF$336,$AG232,FALSE)","v":{"$error":"#N/A"}},{"$f":"HLOOKUP(AY$371,'Appendix D'!$A$1:$DF$336,$AG232,FALSE)","v":{"$error":"#N/A"}},{"$f":"HLOOKUP(AZ$371,'Appendix D'!$A$1:$DF$336,$AG232,FALSE)","v":{"$error":"#N/A"}},{"$f":"HLOOKUP(BA$371,'Appendix D'!$A$1:$DF$336,$AG232,FALSE)","v":{"$error":"#N/A"}},{"$f":"HLOOKUP(BB$371,'Appendix D'!$A$1:$DF$336,$AG232,FALSE)","v":{"$error":"#N/A"}},5]
[null,null,null,null,null,null,null,null,null,null,null,null,null,null,null,null,null,null,null,null,null,null,null,null,null,null,null,null,null,null,{"$f":"AE44","v":{"$error":"#N/A"}},null,200,50,{"$f":"HLOOKUP(AI$371,'Appendix D'!$A$1:$DF$336,$AG233,FALSE)","v":{"$error":"#N/A"}},{"$f":"HLOOKUP(AJ$371,'Appendix D'!$A$1:$DF$336,$AG233,FALSE)","v":{"$error":"#N/A"}},{"$f":"HLOOKUP(AK$371,'Appendix D'!$A$1:$DF$336,$AG233,FALSE)","v":{"$error":"#N/A"}},{"$f":"HLOOKUP(AL$371,'Appendix D'!$A$1:$DF$336,$AG233,FALSE)","v":{"$error":"#N/A"}},{"$f":"HLOOKUP(AM$371,'Appendix D'!$A$1:$DF$336,$AG233,FALSE)","v":{"$error":"#N/A"}},{"$f":"HLOOKUP(AN$371,'Appendix D'!$A$1:$DF$336,$AG233,FALSE)","v":{"$error":"#N/A"}},{"$f":"HLOOKUP(AO$371,'Appendix D'!$A$1:$DF$336,$AG233,FALSE)","v":{"$error":"#N/A"}},{"$f":"HLOOKUP(AP$371,'Appendix D'!$A$1:$DF$336,$AG233,FALSE)","v":{"$error":"#N/A"}},{"$f":"HLOOKUP(AQ$371,'Appendix D'!$A$1:$DF$336,$AG233,FALSE)","v":{"$error":"#N/A"}},{"$f":"HLOOKUP(AR$371,'Appendix D'!$A$1:$DF$336,$AG233,FALSE)","v":{"$error":"#N/A"}},{"$f":"HLOOKUP(AS$371,'Appendix D'!$A$1:$DF$336,$AG233,FALSE)","v":{"$error":"#N/A"}},{"$f":"HLOOKUP(AT$371,'Appendix D'!$A$1:$DF$336,$AG233,FALSE)","v":{"$error":"#N/A"}},{"$f":"HLOOKUP(AU$371,'Appendix D'!$A$1:$DF$336,$AG233,FALSE)","v":{"$error":"#N/A"}},{"$f":"HLOOKUP(AV$371,'Appendix D'!$A$1:$DF$336,$AG233,FALSE)","v":{"$error":"#N/A"}},{"$f":"HLOOKUP(AW$371,'Appendix D'!$A$1:$DF$336,$AG233,FALSE)","v":{"$error":"#N/A"}},{"$f":"HLOOKUP(AX$371,'Appendix D'!$A$1:$DF$336,$AG233,FALSE)","v":{"$error":"#N/A"}},{"$f":"HLOOKUP(AY$371,'Appendix D'!$A$1:$DF$336,$AG233,FALSE)","v":{"$error":"#N/A"}},{"$f":"HLOOKUP(AZ$371,'Appendix D'!$A$1:$DF$336,$AG233,FALSE)","v":{"$error":"#N/A"}},{"$f":"HLOOKUP(BA$371,'Appendix D'!$A$1:$DF$336,$AG233,FALSE)","v":{"$error":"#N/A"}},{"$f":"HLOOKUP(BB$371,'Appendix D'!$A$1:$DF$336,$AG233,FALSE)","v":{"$error":"#N/A"}},6]
[null,null,null,null,null,null,null,null,null,null,null,null,null,null,null,null,null,null,null,null,null,null,null,null,null,null,null,null,{"$f":"IF(AC231>5,AC230+5,AC230)","v":0},{"$f":"IF(AC228>95,98,AC234+5)","v":5},null,null,201,55,{"$f":"HLOOKUP(AI$371,'Appendix D'!$A$1:$DF$336,$AG234,FALSE)","v":{"$error":"#N/A"}},{"$f":"HLOOKUP(AJ$371,'Appendix D'!$A$1:$DF$336,$AG234,FALSE)","v":{"$error":"#N/A"}},{"$f":"HLOOKUP(AK$371,'Appendix D'!$A$1:$DF$336,$AG234,FALSE)","v":{"$error":"#N/A"}},{"$f":"HLOOKUP(AL$371,'Appendix D'!$A$1:$DF$336,$AG234,FALSE)","v":{"$error":"#N/A"}},{"$f":"HLOOKUP(AM$371,'Appendix D'!$A$1:$DF$336,$AG234,FALSE)","v":{"$error":"#N/A"}},{"$f":"HLOOKUP(AN$371,'Appendix D'!$A$1:$DF$336,$AG234,FALSE)","v":{"$error":"#N/A"}},{"$f":"HLOOKUP(AO$371,'Appendix D'!$A$1:$DF$336,$AG234,FALSE)","v":{"$error":"#N/A"}},{"$f":"HLOOKUP(AP$371,'Appendix D'!$A$1:$DF$336,$AG234,FALSE)","v":{"$error":"#N/A"}},{"$f":"HLOOKUP(AQ$371,'Appendix D'!$A$1:$DF$336,$AG234,FALSE)","v":{"$error":"#N/A"}},{"$f":"HLOOKUP(AR$371,'Appendix D'!$A$1:$DF$336,$AG234,FALSE)","v":{"$error":"#N/A"}},{"$f":"HLOOKUP(AS$371,'Appendix D'!$A$1:$DF$336,$AG234,FALSE)","v":{"$error":"#N/A"}},{"$f":"HLOOKUP(AT$371,'Appendix D'!$A$1:$DF$336,$AG234,FALSE)","v":{"$error":"#N/A"}},{"$f":"HLOOKUP(AU$371,'Appendix D'!$A$1:$DF$336,$AG234,FALSE)","v":{"$error":"#N/A"}},{"$f":"HLOOKUP(AV$371,'Appendix D'!$A$1:$DF$336,$AG234,FALSE)","v":{"$error":"#N/A"}},{"$f":"HLOOKUP(AW$371,'Appendix D'!$A$1:$DF$336,$AG234,FALSE)","v":{"$error":"#N/A"}},{"$f":"HLOOKUP(AX$371,'Appendix D'!$A$1:$DF$336,$AG234,FALSE)","v":{"$error":"#N/A"}},{"$f":"HLOOKUP(AY$371,'Appendix D'!$A$1:$DF$336,$AG234,FALSE)","v":{"$error":"#N/A"}},{"$f":"HLOOKUP(AZ$371,'Appendix D'!$A$1:$DF$336,$AG234,FALSE)","v":{"$error":"#N/A"}},{"$f":"HLOOKUP(BA$371,'Appendix D'!$A$1:$DF$336,$AG234,FALSE)","v":{"$error":"#N/A"}},{"$f":"HLOOKUP(BB$371,'Appendix D'!$A$1:$DF$336,$AG234,FALSE)","v":{"$error":"#N/A"}},7]
[null,null,null,null,null,null,null,null,null,null,null,null,null,null,null,null,null,null,null,null,null,null,null,null,null,null,null,{"$f":"IF(AD231>5,AD230+5,AD230)","v":0},{"$f":"IF(AB235=0,0,HLOOKUP(AB235,AH228:BC243,AE230,TRUE))","v":0},{"$f":"IF(AB235=0,0,HLOOKUP(AB235,AH228:BC243,AE231,TRUE))","v":0},null,null,202,60,{"$f":"HLOOKUP(AI$371,'Appendix D'!$A$1:$DF$336,$AG235,FALSE)","v":{"$error":"#N/A"}},{"$f":"HLOOKUP(AJ$371,'Appendix D'!$A$1:$DF$336,$AG235,FALSE)","v":{"$error":"#N/A"}},{"$f":"HLOOKUP(AK$371,'Appendix D'!$A$1:$DF$336,$AG235,FALSE)","v":{"$error":"#N/A"}},{"$f":"HLOOKUP(AL$371,'Appendix D'!$A$1:$DF$336,$AG235,FALSE)","v":{"$error":"#N/A"}},{"$f":"HLOOKUP(AM$371,'Appendix D'!$A$1:$DF$336,$AG235,FALSE)","v":{"$error":"#N/A"}},{"$f":"HLOOKUP(AN$371,'Appendix D'!$A$1:$DF$336,$AG235,FALSE)","v":{"$error":"#N/A"}},{"$f":"HLOOKUP(AO$371,'Appendix D'!$A$1:$DF$336,$AG235,FALSE)","v":{"$error":"#N/A"}},{"$f":"HLOOKUP(AP$371,'Appendix D'!$A$1:$DF$336,$AG235,FALSE)","v":{"$error":"#N/A"}},{"$f":"HLOOKUP(AQ$371,'Appendix D'!$A$1:$DF$336,$AG235,FALSE)","v":{"$error":"#N/A"}},{"$f":"HLOOKUP(AR$371,'Appendix D'!$A$1:$DF$336,$AG235,FALSE)","v":{"$error":"#N/A"}},{"$f":"HLOOKUP(AS$371,'Appendix D'!$A$1:$DF$336,$AG235,FALSE)","v":{"$error":"#N/A"}},{"$f":"HLOOKUP(AT$371,'Appendix D'!$A$1:$DF$336,$AG235,FALSE)","v":{"$error":"#N/A"}},{"$f":"HLOOKUP(AU$371,'Appendix D'!$A$1:$DF$336,$AG235,FALSE)","v":{"$error":"#N/A"}},{"$f":"HLOOKUP(AV$371,'Appendix D'!$A$1:$DF$336,$AG235,FALSE)","v":{"$error":"#N/A"}},{"$f":"HLOOKUP(AW$371,'Appendix D'!$A$1:$DF$336,$AG235,FALSE)","v":{"$error":"#N/A"}},{"$f":"HLOOKUP(AX$371,'Appendix D'!$A$1:$DF$336,$AG235,FALSE)","v":{"$error":"#N/A"}},{"$f":"HLOOKUP(AY$371,'Appendix D'!$A$1:$DF$336,$AG235,FALSE)","v":{"$error":"#N/A"}},{"$f":"HLOOKUP(AZ$371,'Appendix D'!$A$1:$DF$336,$AG235,FALSE)","v":{"$error":"#N/A"}},{"$f":"HLOOKUP(BA$371,'Appendix D'!$A$1:$DF$336,$AG235,FALSE)","v":{"$error":"#N/A"}},{"$f":"HLOOKUP(BB$371,'Appendix D'!$A$1:$DF$336,$AG235,FALSE)","v":{"$error":"#N/A"}},8]
[null,null,null,null,null,null,null,null,null,null,null,null,null,null,null,null,null,null,null,null,null,null,null,null,null,null,null,{"$f":"AB235+5","v":5},{"$f":"HLOOKUP(AB236,AH228:BC243,AE230,TRUE)","v":{"$error":"#REF!"}},{"$f":"HLOOKUP(AB236,AH228:BC243,AE231,TRUE)","v":{"$error":"#REF!"}},null,null,203,65,{"$f":"HLOOKUP(AI$371,'Appendix D'!$A$1:$DF$336,$AG236,FALSE)","v":{"$error":"#N/A"}},{"$f":"HLOOKUP(AJ$371,'Appendix D'!$A$1:$DF$336,$AG236,FALSE)","v":{"$error":"#N/A"}},{"$f":"HLOOKUP(AK$371,'Appendix D'!$A$1:$DF$336,$AG236,FALSE)","v":{"$error":"#N/A"}},{"$f":"HLOOKUP(AL$371,'Appendix D'!$A$1:$DF$336,$AG236,FALSE)","v":{"$error":"#N/A"}},{"$f":"HLOOKUP(AM$371,'Appendix D'!$A$1:$DF$336,$AG236,FALSE)","v":{"$error":"#N/A"}},{"$f":"HLOOKUP(AN$371,'Appendix D'!$A$1:$DF$336,$AG236,FALSE)","v":{"$error":"#N/A"}},{"$f":"HLOOKUP(AO$371,'Appendix D'!$A$1:$DF$336,$AG236,FALSE)","v":{"$error":"#N/A"}},{"$f":"HLOOKUP(AP$371,'Appendix D'!$A$1:$DF$336,$AG236,FALSE)","v":{"$error":"#N/A"}},{"$f":"HLOOKUP(AQ$371,'Appendix D'!$A$1:$DF$336,$AG236,FALSE)","v":{"$error":"#N/A"}},{"$f":"HLOOKUP(AR$371,'Appendix D'!$A$1:$DF$336,$AG236,FALSE)","v":{"$error":"#N/A"}},{"$f":"HLOOKUP(AS$371,'Appendix D'!$A$1:$DF$336,$AG236,FALSE)","v":{"$error":"#N/A"}},{"$f":"HLOOKUP(AT$371,'Appendix D'!$A$1:$DF$336,$AG236,FALSE)","v":{"$error":"#N/A"}},{"$f":"HLOOKUP(AU$371,'Appendix D'!$A$1:$DF$336,$AG236,FALSE)","v":{"$error":"#N/A"}},{"$f":"HLOOKUP(AV$371,'Appendix D'!$A$1:$DF$336,$AG236,FALSE)","v":{"$error":"#N/A"}},{"$f":"HLOOKUP(AW$371,'Appendix D'!$A$1:$DF$336,$AG236,FALSE)","v":{"$error":"#N/A"}},{"$f":"HLOOKUP(AX$371,'Appendix D'!$A$1:$DF$336,$AG236,FALSE)","v":{"$error":"#N/A"}},{"$f":"HLOOKUP(AY$371,'Appendix D'!$A$1:$DF$336,$AG236,FALSE)","v":{"$error":"#N/A"}},{"$f":"HLOOKUP(AZ$371,'Appendix D'!$A$1:$DF$336,$AG236,FALSE)","v":{"$error":"#N/A"}},{"$f":"HLOOKUP(BA$371,'Appendix D'!$A$1:$DF$336,$AG236,FALSE)","v":{"$error":"#N/A"}},{"$f":"HLOOKUP(BB$371,'Appendix D'!$A$1:$DF$336,$AG236,FALSE)","v":{"$error":"#N/A"}},9]
[null,null,null,null,null,null,null,null,null,null,null,null,null,null,null,null,null,null,null,null,null,null,null,null,null,null,null,null,null,null,null,null,204,70,{"$f":"HLOOKUP(AI$371,'Appendix D'!$A$1:$DF$336,$AG237,FALSE)","v":{"$error":"#N/A"}},{"$f":"HLOOKUP(AJ$371,'Appendix D'!$A$1:$DF$336,$AG237,FALSE)","v":{"$error":"#N/A"}},{"$f":"HLOOKUP(AK$371,'Appendix D'!$A$1:$DF$336,$AG237,FALSE)","v":{"$error":"#N/A"}},{"$f":"HLOOKUP(AL$371,'Appendix D'!$A$1:$DF$336,$AG237,FALSE)","v":{"$error":"#N/A"}},{"$f":"HLOOKUP(AM$371,'Appendix D'!$A$1:$DF$336,$AG237,FALSE)","v":{"$error":"#N/A"}},{"$f":"HLOOKUP(AN$371,'Appendix D'!$A$1:$DF$336,$AG237,FALSE)","v":{"$error":"#N/A"}},{"$f":"HLOOKUP(AO$371,'Appendix D'!$A$1:$DF$336,$AG237,FALSE)","v":{"$error":"#N/A"}},{"$f":"HLOOKUP(AP$371,'Appendix D'!$A$1:$DF$336,$AG237,FALSE)","v":{"$error":"#N/A"}},{"$f":"HLOOKUP(AQ$371,'Appendix D'!$A$1:$DF$336,$AG237,FALSE)","v":{"$error":"#N/A"}},{"$f":"HLOOKUP(AR$371,'Appendix D'!$A$1:$DF$336,$AG237,FALSE)","v":{"$error":"#N/A"}},{"$f":"HLOOKUP(AS$371,'Appendix D'!$A$1:$DF$336,$AG237,FALSE)","v":{"$error":"#N/A"}},{"$f":"HLOOKUP(AT$371,'Appendix D'!$A$1:$DF$336,$AG237,FALSE)","v":{"$error":"#N/A"}},{"$f":"HLOOKUP(AU$371,'Appendix D'!$A$1:$DF$336,$AG237,FALSE)","v":{"$error":"#N/A"}},{"$f":"HLOOKUP(AV$371,'Appendix D'!$A$1:$DF$336,$AG237,FALSE)","v":{"$error":"#N/A"}},{"$f":"HLOOKUP(AW$371,'Appendix D'!$A$1:$DF$336,$AG237,FALSE)","v":{"$error":"#N/A"}},{"$f":"HLOOKUP(AX$371,'Appendix D'!$A$1:$DF$336,$AG237,FALSE)","v":{"$error":"#N/A"}},{"$f":"HLOOKUP(AY$371,'Appendix D'!$A$1:$DF$336,$AG237,FALSE)","v":{"$error":"#N/A"}},{"$f":"HLOOKUP(AZ$371,'Appendix D'!$A$1:$DF$336,$AG237,FALSE)","v":{"$error":"#N/A"}},{"$f":"HLOOKUP(BA$371,'Appendix D'!$A$1:$DF$336,$AG237,FALSE)","v":{"$error":"#N/A"}},{"$f":"HLOOKUP(BB$371,'Appendix D'!$A$1:$DF$336,$AG237,FALSE)","v":{"$error":"#N/A"}},10]
[null,null,null,null,null,null,null,null,null,null,null,null,null,null,null,null,null,null,null,null,null,null,null,null,null,null,null,null,{"$f":"AC228","v":0},null,null,null,205,75,{"$f":"HLOOKUP(AI$371,'Appendix D'!$A$1:$DF$336,$AG238,FALSE)","v":{"$error":"#N/A"}},{"$f":"HLOOKUP(AJ$371,'Appendix D'!$A$1:$DF$336,$AG238,FALSE)","v":{"$error":"#N/A"}},{"$f":"HLOOKUP(AK$371,'Appendix D'!$A$1:$DF$336,$AG238,FALSE)","v":{"$error":"#N/A"}},{"$f":"HLOOKUP(AL$371,'Appendix D'!$A$1:$DF$336,$AG238,FALSE)","v":{"$error":"#N/A"}},{"$f":"HLOOKUP(AM$371,'Appendix D'!$A$1:$DF$336,$AG238,FALSE)","v":{"$error":"#N/A"}},{"$f":"HLOOKUP(AN$371,'Appendix D'!$A$1:$DF$336,$AG238,FALSE)","v":{"$error":"#N/A"}},{"$f":"HLOOKUP(AO$371,'Appendix D'!$A$1:$DF$336,$AG238,FALSE)","v":{"$error":"#N/A"}},{"$f":"HLOOKUP(AP$371,'Appendix D'!$A$1:$DF$336,$AG238,FALSE)","v":{"$error":"#N/A"}},{"$f":"HLOOKUP(AQ$371,'Appendix D'!$A$1:$DF$336,$AG238,FALSE)","v":{"$error":"#N/A"}},{"$f":"HLOOKUP(AR$371,'Appendix D'!$A$1:$DF$336,$AG238,FALSE)","v":{"$error":"#N/A"}},{"$f":"HLOOKUP(AS$371,'Appendix D'!$A$1:$DF$336,$AG238,FALSE)","v":{"$error":"#N/A"}},{"$f":"HLOOKUP(AT$371,'Appendix D'!$A$1:$DF$336,$AG238,FALSE)","v":{"$error":"#N/A"}},{"$f":"HLOOKUP(AU$371,'Appendix D'!$A$1:$DF$336,$AG238,FALSE)","v":{"$error":"#N/A"}},{"$f":"HLOOKUP(AV$371,'Appendix D'!$A$1:$DF$336,$AG238,FALSE)","v":{"$error":"#N/A"}},{"$f":"HLOOKUP(AW$371,'Appendix D'!$A$1:$DF$336,$AG238,FALSE)","v":{"$error":"#N/A"}},{"$f":"HLOOKUP(AX$371,'Appendix D'!$A$1:$DF$336,$AG238,FALSE)","v":{"$error":"#N/A"}},{"$f":"HLOOKUP(AY$371,'Appendix D'!$A$1:$DF$336,$AG238,FALSE)","v":{"$error":"#N/A"}},{"$f":"HLOOKUP(AZ$371,'Appendix D'!$A$1:$DF$336,$AG238,FALSE)","v":{"$error":"#N/A"}},{"$f":"HLOOKUP(BA$371,'Appendix D'!$A$1:$DF$336,$AG238,FALSE)","v":{"$error":"#N/A"}},{"$f":"HLOOKUP(BB$371,'Appendix D'!$A$1:$DF$336,$AG238,FALSE)","v":{"$error":"#N/A"}},11]
[null,null,null,null,null,null,null,null,null,null,null,null,null,null,null,null,null,null,null,null,null,null,null,null,null,null,null,{"$f":"AB235","v":0},{"$f":"(AC235+((AD235-AC235)/(AD234-AC234)*(AC228-AC234)))","v":0},null,null,null,206,80,{"$f":"HLOOKUP(AI$371,'Appendix D'!$A$1:$DF$336,$AG239,FALSE)","v":{"$error":"#N/A"}},{"$f":"HLOOKUP(AJ$371,'Appendix D'!$A$1:$DF$336,$AG239,FALSE)","v":{"$error":"#N/A"}},{"$f":"HLOOKUP(AK$371,'Appendix D'!$A$1:$DF$336,$AG239,FALSE)","v":{"$error":"#N/A"}},{"$f":"HLOOKUP(AL$371,'Appendix D'!$A$1:$DF$336,$AG239,FALSE)","v":{"$error":"#N/A"}},{"$f":"HLOOKUP(AM$371,'Appendix D'!$A$1:$DF$336,$AG239,FALSE)","v":{"$error":"#N/A"}},{"$f":"HLOOKUP(AN$371,'Appendix D'!$A$1:$DF$336,$AG239,FALSE)","v":{"$error":"#N/A"}},{"$f":"HLOOKUP(AO$371,'Appendix D'!$A$1:$DF$336,$AG239,FALSE)","v":{"$error":"#N/A"}},{"$f":"HLOOKUP(AP$371,'Appendix D'!$A$1:$DF$336,$AG239,FALSE)","v":{"$error":"#N/A"}},{"$f":"HLOOKUP(AQ$371,'Appendix D'!$A$1:$DF$336,$AG239,FALSE)","v":{"$error":"#N/A"}},{"$f":"HLOOKUP(AR$371,'Appendix D'!$A$1:$DF$336,$AG239,FALSE)","v":{"$error":"#N/A"}},{"$f":"HLOOKUP(AS$371,'Appendix D'!$A$1:$DF$336,$AG239,FALSE)","v":{"$error":"#N/A"}},{"$f":"HLOOKUP(AT$371,'Appendix D'!$A$1:$DF$336,$AG239,FALSE)","v":{"$error":"#N/A"}},{"$f":"HLOOKUP(AU$371,'Appendix D'!$A$1:$DF$336,$AG239,FALSE)","v":{"$error":"#N/A"}},{"$f":"HLOOKUP(AV$371,'Appendix D'!$A$1:$DF$336,$AG239,FALSE)","v":{"$error":"#N/A"}},{"$f":"HLOOKUP(AW$371,'Appendix D'!$A$1:$DF$336,$AG239,FALSE)","v":{"$error":"#N/A"}},{"$f":"HLOOKUP(AX$371,'Appendix D'!$A$1:$DF$336,$AG239,FALSE)","v":{"$error":"#N/A"}},{"$f":"HLOOKUP(AY$371,'Appendix D'!$A$1:$DF$336,$AG239,FALSE)","v":{"$error":"#N/A"}},{"$f":"HLOOKUP(AZ$371,'Appendix D'!$A$1:$DF$336,$AG239,FALSE)","v":{"$error":"#N/A"}},{"$f":"HLOOKUP(BA$371,'Appendix D'!$A$1:$DF$336,$AG239,FALSE)","v":{"$error":"#N/A"}},{"$f":"HLOOKUP(BB$371,'Appendix D'!$A$1:$DF$336,$AG239,FALSE)","v":{"$error":"#N/A"}},12]
[null,null,null,null,null,null,null,null,null,null,null,null,null,null,null,null,null,null,null,null,null,null,null,null,null,null,null,{"$f":"AB236","v":5},{"$f":"(AC236+((AD236-AC236)/(AD234-AC234)*(AC228-AC234)))","v":{"$error":"#REF!"}},null,null,null,207,85,{"$f":"HLOOKUP(AI$371,'Appendix D'!$A$1:$DF$336,$AG240,FALSE)","v":{"$error":"#N/A"}},{"$f":"HLOOKUP(AJ$371,'Appendix D'!$A$1:$DF$336,$AG240,FALSE)","v":{"$error":"#N/A"}},{"$f":"HLOOKUP(AK$371,'Appendix D'!$A$1:$DF$336,$AG240,FALSE)","v":{"$error":"#N/A"}},{"$f":"HLOOKUP(AL$371,'Appendix D'!$A$1:$DF$336,$AG240,FALSE)","v":{"$error":"#N/A"}},{"$f":"HLOOKUP(AM$371,'Appendix D'!$A$1:$DF$336,$AG240,FALSE)","v":{"$error":"#N/A"}},{"$f":"HLOOKUP(AN$371,'Appendix D'!$A$1:$DF$336,$AG240,FALSE)","v":{"$error":"#N/A"}},{"$f":"HLOOKUP(AO$371,'Appendix D'!$A$1:$DF$336,$AG240,FALSE)","v":{"$error":"#N/A"}},{"$f":"HLOOKUP(AP$371,'Appendix D'!$A$1:$DF$336,$AG240,FALSE)","v":{"$error":"#N/A"}},{"$f":"HLOOKUP(AQ$371,'Appendix D'!$A$1:$DF$336,$AG240,FALSE)","v":{"$error":"#N/A"}},{"$f":"HLOOKUP(AR$371,'Appendix D'!$A$1:$DF$336,$AG240,FALSE)","v":{"$error":"#N/A"}},{"$f":"HLOOKUP(AS$371,'Appendix D'!$A$1:$DF$336,$AG240,FALSE)","v":{"$error":"#N/A"}},{"$f":"HLOOKUP(AT$371,'Appendix D'!$A$1:$DF$336,$AG240,FALSE)","v":{"$error":"#N/A"}},{"$f":"HLOOKUP(AU$371,'Appendix D'!$A$1:$DF$336,$AG240,FALSE)","v":{"$error":"#N/A"}},{"$f":"HLOOKUP(AV$371,'Appendix D'!$A$1:$DF$336,$AG240,FALSE)","v":{"$error":"#N/A"}},{"$f":"HLOOKUP(AW$371,'Appendix D'!$A$1:$DF$336,$AG240,FALSE)","v":{"$error":"#N/A"}},{"$f":"HLOOKUP(AX$371,'Appendix D'!$A$1:$DF$336,$AG240,FALSE)","v":{"$error":"#N/A"}},{"$f":"HLOOKUP(AY$371,'Appendix D'!$A$1:$DF$336,$AG240,FALSE)","v":{"$error":"#N/A"}},{"$f":"HLOOKUP(AZ$371,'Appendix D'!$A$1:$DF$336,$AG240,FALSE)","v":{"$error":"#N/A"}},{"$f":"HLOOKUP(BA$371,'Appendix D'!$A$1:$DF$336,$AG240,FALSE)","v":{"$error":"#N/A"}},{"$f":"HLOOKUP(BB$371,'Appendix D'!$A$1:$DF$336,$AG240,FALSE)","v":{"$error":"#N/A"}},13]
[null,null,null,null,null,null,null,null,null,null,null,null,null,null,null,null,null,null,null,null,null,null,null,null,null,null,null,null,null,null,null,null,208,90,{"$f":"HLOOKUP(AI$371,'Appendix D'!$A$1:$DF$336,$AG241,FALSE)","v":{"$error":"#N/A"}},{"$f":"HLOOKUP(AJ$371,'Appendix D'!$A$1:$DF$336,$AG241,FALSE)","v":{"$error":"#N/A"}},{"$f":"HLOOKUP(AK$371,'Appendix D'!$A$1:$DF$336,$AG241,FALSE)","v":{"$error":"#N/A"}},{"$f":"HLOOKUP(AL$371,'Appendix D'!$A$1:$DF$336,$AG241,FALSE)","v":{"$error":"#N/A"}},{"$f":"HLOOKUP(AM$371,'Appendix D'!$A$1:$DF$336,$AG241,FALSE)","v":{"$error":"#N/A"}},{"$f":"HLOOKUP(AN$371,'Appendix D'!$A$1:$DF$336,$AG241,FALSE)","v":{"$error":"#N/A"}},{"$f":"HLOOKUP(AO$371,'Appendix D'!$A$1:$DF$336,$AG241,FALSE)","v":{"$error":"#N/A"}},{"$f":"HLOOKUP(AP$371,'Appendix D'!$A$1:$DF$336,$AG241,FALSE)","v":{"$error":"#N/A"}},{"$f":"HLOOKUP(AQ$371,'Appendix D'!$A$1:$DF$336,$AG241,FALSE)","v":{"$error":"#N/A"}},{"$f":"HLOOKUP(AR$371,'Appendix D'!$A$1:$DF$336,$AG241,FALSE)","v":{"$error":"#N/A"}},{"$f":"HLOOKUP(AS$371,'Appendix D'!$A$1:$DF$336,$AG241,FALSE)","v":{"$error":"#N/A"}},{"$f":"HLOOKUP(AT$371,'Appendix D'!$A$1:$DF$336,$AG241,FALSE)","v":{"$error":"#N/A"}},{"$f":"HLOOKUP(AU$371,'Appendix D'!$A$1:$DF$336,$AG241,FALSE)","v":{"$error":"#N/A"}},{"$f":"HLOOKUP(AV$371,'Appendix D'!$A$1:$DF$336,$AG241,FALSE)","v":{"$error":"#N/A"}},{"$f":"HLOOKUP(AW$371,'Appendix D'!$A$1:$DF$336,$AG241,FALSE)","v":{"$error":"#N/A"}},{"$f":"HLOOKUP(AX$371,'Appendix D'!$A$1:$DF$336,$AG241,FALSE)","v":{"$error":"#N/A"}},{"$f":"HLOOKUP(AY$371,'Appendix D'!$A$1:$DF$336,$AG241,FALSE)","v":{"$error":"#N/A"}},{"$f":"HLOOKUP(AZ$371,'Appendix D'!$A$1:$DF$336,$AG241,FALSE)","v":{"$error":"#N/A"}},{"$f":"HLOOKUP(BA$371,'Appendix D'!$A$1:$DF$336,$AG241,FALSE)","v":{"$error":"#N/A"}},{"$f":"HLOOKUP(BB$371,'Appendix D'!$A$1:$DF$336,$AG241,FALSE)","v":{"$error":"#N/A"}},14]
[null,null,null,null,null,null,null,null,null,null,null,null,null,null,null,null,null,null,null,null,null,null,null,null,null,null,null,null,{"$f":"AC238","v":0},null,null,null,209,95,{"$f":"HLOOKUP(AI$371,'Appendix D'!$A$1:$DF$336,$AG242,FALSE)","v":{"$error":"#N/A"}},{"$f":"HLOOKUP(AJ$371,'Appendix D'!$A$1:$DF$336,$AG242,FALSE)","v":{"$error":"#N/A"}},{"$f":"HLOOKUP(AK$371,'Appendix D'!$A$1:$DF$336,$AG242,FALSE)","v":{"$error":"#N/A"}},{"$f":"HLOOKUP(AL$371,'Appendix D'!$A$1:$DF$336,$AG242,FALSE)","v":{"$error":"#N/A"}},{"$f":"HLOOKUP(AM$371,'Appendix D'!$A$1:$DF$336,$AG242,FALSE)","v":{"$error":"#N/A"}},{"$f":"HLOOKUP(AN$371,'Appendix D'!$A$1:$DF$336,$AG242,FALSE)","v":{"$error":"#N/A"}},{"$f":"HLOOKUP(AO$371,'Appendix D'!$A$1:$DF$336,$AG242,FALSE)","v":{"$error":"#N/A"}},{"$f":"HLOOKUP(AP$371,'Appendix D'!$A$1:$DF$336,$AG242,FALSE)","v":{"$error":"#N/A"}},{"$f":"HLOOKUP(AQ$371,'Appendix D'!$A$1:$DF$336,$AG242,FALSE)","v":{"$error":"#N/A"}},{"$f":"HLOOKUP(AR$371,'Appendix D'!$A$1:$DF$336,$AG242,FALSE)","v":{"$error":"#N/A"}},{"$f":"HLOOKUP(AS$371,'Appendix D'!$A$1:$DF$336,$AG242,FALSE)","v":{"$error":"#N/A"}},{"$f":"HLOOKUP(AT$371,'Appendix D'!$A$1:$DF$336,$AG242,FALSE)","v":{"$error":"#N/A"}},{"$f":"HLOOKUP(AU$371,'Appendix D'!$A$1:$DF$336,$AG242,FALSE)","v":{"$error":"#N/A"}},{"$f":"HLOOKUP(AV$371,'Appendix D'!$A$1:$DF$336,$AG242,FALSE)","v":{"$error":"#N/A"}},{"$f":"HLOOKUP(AW$371,'Appendix D'!$A$1:$DF$336,$AG242,FALSE)","v":{"$error":"#N/A"}},{"$f":"HLOOKUP(AX$371,'Appendix D'!$A$1:$DF$336,$AG242,FALSE)","v":{"$error":"#N/A"}},{"$f":"HLOOKUP(AY$371,'Appendix D'!$A$1:$DF$336,$AG242,FALSE)","v":{"$error":"#N/A"}},{"$f":"HLOOKUP(AZ$371,'Appendix D'!$A$1:$DF$336,$AG242,FALSE)","v":{"$error":"#N/A"}},{"$f":"HLOOKUP(BA$371,'Appendix D'!$A$1:$DF$336,$AG242,FALSE)","v":{"$error":"#N/A"}},{"$f":"HLOOKUP(BB$371,'Appendix D'!$A$1:$DF$336,$AG242,FALSE)","v":{"$error":"#N/A"}},15]
[null,null,null,null,null,null,null,null,null,null,null,null,null,null,null,null,null,null,null,null,null,null,null,null,null,null,null,{"$f":"AD228","v":5},{"$f":"(AC239+((AC240-AC239)/(AB240-AB239)*(AB243-AB239)))","v":{"$error":"#REF!"}},null,null,null,210,98,{"$f":"HLOOKUP(AI$371,'Appendix D'!$A$1:$DF$336,$AG243,FALSE)","v":{"$error":"#N/A"}},{"$f":"HLOOKUP(AJ$371,'Appendix D'!$A$1:$DF$336,$AG243,FALSE)","v":{"$error":"#N/A"}},{"$f":"HLOOKUP(AK$371,'Appendix D'!$A$1:$DF$336,$AG243,FALSE)","v":{"$error":"#N/A"}},{"$f":"HLOOKUP(AL$371,'Appendix D'!$A$1:$DF$336,$AG243,FALSE)","v":{"$error":"#N/A"}},{"$f":"HLOOKUP(AM$371,'Appendix D'!$A$1:$DF$336,$AG243,FALSE)","v":{"$error":"#N/A"}},{"$f":"HLOOKUP(AN$371,'Appendix D'!$A$1:$DF$336,$AG243,FALSE)","v":{"$error":"#N/A"}},{"$f":"HLOOKUP(AO$371,'Appendix D'!$A$1:$DF$336,$AG243,FALSE)","v":{"$error":"#N/A"}},{"$f":"HLOOKUP(AP$371,'Appendix D'!$A$1:$DF$336,$AG243,FALSE)","v":{"$error":"#N/A"}},{"$f":"HLOOKUP(AQ$371,'Appendix D'!$A$1:$DF$336,$AG243,FALSE)","v":{"$error":"#N/A"}},{"$f":"HLOOKUP(AR$371,'Appendix D'!$A$1:$DF$336,$AG243,FALSE)","v":{"$error":"#N/A"}},{"$f":"HLOOKUP(AS$371,'Appendix D'!$A$1:$DF$336,$AG243,FALSE)","v":{"$error":"#N/A"}},{"$f":"HLOOKUP(AT$371,'Appendix D'!$A$1:$DF$336,$AG243,FALSE)","v":{"$error":"#N/A"}},{"$f":"HLOOKUP(AU$371,'Appendix D'!$A$1:$DF$336,$AG243,FALSE)","v":{"$error":"#N/A"}},{"$f":"HLOOKUP(AV$371,'Appendix D'!$A$1:$DF$336,$AG243,FALSE)","v":{"$error":"#N/A"}},{"$f":"HLOOKUP(AW$371,'Appendix D'!$A$1:$DF$336,$AG243,FALSE)","v":{"$error":"#N/A"}},{"$f":"HLOOKUP(AX$371,'Appendix D'!$A$1:$DF$336,$AG243,FALSE)","v":{"$error":"#N/A"}},{"$f":"HLOOKUP(AY$371,'Appendix D'!$A$1:$DF$336,$AG243,FALSE)","v":{"$error":"#N/A"}},{"$f":"HLOOKUP(AZ$371,'Appendix D'!$A$1:$DF$336,$AG243,FALSE)","v":{"$error":"#N/A"}},{"$f":"HLOOKUP(BA$371,'Appendix D'!$A$1:$DF$336,$AG243,FALSE)","v":{"$error":"#N/A"}},{"$f":"HLOOKUP(BB$371,'Appendix D'!$A$1:$DF$336,$AG243,FALSE)","v":{"$error":"#N/A"}},16]
[]
[null,null,null,null,null,null,null,null,null,null,null,null,null,null,null,null,null,null,null,null,null,null,null,null,null,null,null,"2.75 INCH RETENTION EFFICIENCY INTERPOLATION",null,null,null,null,null,{"$f":"$AH$25","v":0},null,null,null,null,"Mean Annual Mass Removal Efficiencies for 2.75-inches of Retention "]
[]
[null,null,null,null,null,null,null,null,null,null,null,null,null,null,null,null,null,null,null,null,null,null,null,null,null,null,null,"POST","CN","DCIA"]
[null,null,null,null,null,null,null,null,null,null,null,null,null,null,null,null,null,null,null,null,null,null,null,null,null,null,null,null,null,null,null,null,null,"NDCIA CN","Percent DCIA"]
[null,null,null,null,null,null,null,null,null,null,null,null,null,null,null,null,null,null,null,null,null,null,null,null,null,null,null,null,{"$f":"'Watershed Characteristics'!$AA$47","v":0},{"$f":"IF('Watershed Characteristics'!$AA$48<5, 5, 'Watershed Characteristics'!$AA$48)","v":5},null,null,null,null,5,10,15,20,25,30,35,40,45,50,55,60,65,70,75,80,85,90,95,100]
[null,null,null,null,null,null,null,null,null,null,null,null,null,null,null,null,null,null,null,null,null,null,null,null,null,null,null,null,null,null,null,null,217,30,{"$f":"HLOOKUP(AI$371,'Appendix D'!$A$1:$DF$336,$AG250,FALSE)","v":{"$error":"#N/A"}},{"$f":"HLOOKUP(AJ$371,'Appendix D'!$A$1:$DF$336,$AG250,FALSE)","v":{"$error":"#N/A"}},{"$f":"HLOOKUP(AK$371,'Appendix D'!$A$1:$DF$336,$AG250,FALSE)","v":{"$error":"#N/A"}},{"$f":"HLOOKUP(AL$371,'Appendix D'!$A$1:$DF$336,$AG250,FALSE)","v":{"$error":"#N/A"}},{"$f":"HLOOKUP(AM$371,'Appendix D'!$A$1:$DF$336,$AG250,FALSE)","v":{"$error":"#N/A"}},{"$f":"HLOOKUP(AN$371,'Appendix D'!$A$1:$DF$336,$AG250,FALSE)","v":{"$error":"#N/A"}},{"$f":"HLOOKUP(AO$371,'Appendix D'!$A$1:$DF$336,$AG250,FALSE)","v":{"$error":"#N/A"}},{"$f":"HLOOKUP(AP$371,'Appendix D'!$A$1:$DF$336,$AG250,FALSE)","v":{"$error":"#N/A"}},{"$f":"HLOOKUP(AQ$371,'Appendix D'!$A$1:$DF$336,$AG250,FALSE)","v":{"$error":"#N/A"}},{"$f":"HLOOKUP(AR$371,'Appendix D'!$A$1:$DF$336,$AG250,FALSE)","v":{"$error":"#N/A"}},{"$f":"HLOOKUP(AS$371,'Appendix D'!$A$1:$DF$336,$AG250,FALSE)","v":{"$error":"#N/A"}},{"$f":"HLOOKUP(AT$371,'Appendix D'!$A$1:$DF$336,$AG250,FALSE)","v":{"$error":"#N/A"}},{"$f":"HLOOKUP(AU$371,'Appendix D'!$A$1:$DF$336,$AG250,FALSE)","v":{"$error":"#N/A"}},{"$f":"HLOOKUP(AV$371,'Appendix D'!$A$1:$DF$336,$AG250,FALSE)","v":{"$error":"#N/A"}},{"$f":"HLOOKUP(AW$371,'Appendix D'!$A$1:$DF$336,$AG250,FALSE)","v":{"$error":"#N/A"}},{"$f":"HLOOKUP(AX$371,'Appendix D'!$A$1:$DF$336,$AG250,FALSE)","v":{"$error":"#N/A"}},{"$f":"HLOOKUP(AY$371,'Appendix D'!$A$1:$DF$336,$AG250,FALSE)","v":{"$error":"#N/A"}},{"$f":"HLOOKUP(AZ$371,'Appendix D'!$A$1:$DF$336,$AG250,FALSE)","v":{"$error":"#N/A"}},{"$f":"HLOOKUP(BA$371,'Appendix D'!$A$1:$DF$336,$AG250,FALSE)","v":{"$error":"#N/A"}},{"$f":"HLOOKUP(BB$371,'Appendix D'!$A$1:$DF$336,$AG250,FALSE)","v":{"$error":"#N/A"}},2]
[null,null,null,null,null,null,null,null,null,null,null,null,null,null,null,null,null,null,null,null,null,null,null,null,null,null,null,"R.Down:",{"$f":"(ROUNDDOWN(AC249/10,0)*10)","v":0},{"$f":"(ROUNDDOWN(AD249/10,0)*10)","v":0},{"$f":"AE41","v":{"$error":"#N/A"}},null,218,35,{"$f":"HLOOKUP(AI$371,'Appendix D'!$A$1:$DF$336,$AG251,FALSE)","v":{"$error":"#N/A"}},{"$f":"HLOOKUP(AJ$371,'Appendix D'!$A$1:$DF$336,$AG251,FALSE)","v":{"$error":"#N/A"}},{"$f":"HLOOKUP(AK$371,'Appendix D'!$A$1:$DF$336,$AG251,FALSE)","v":{"$error":"#N/A"}},{"$f":"HLOOKUP(AL$371,'Appendix D'!$A$1:$DF$336,$AG251,FALSE)","v":{"$error":"#N/A"}},{"$f":"HLOOKUP(AM$371,'Appendix D'!$A$1:$DF$336,$AG251,FALSE)","v":{"$error":"#N/A"}},{"$f":"HLOOKUP(AN$371,'Appendix D'!$A$1:$DF$336,$AG251,FALSE)","v":{"$error":"#N/A"}},{"$f":"HLOOKUP(AO$371,'Appendix D'!$A$1:$DF$336,$AG251,FALSE)","v":{"$error":"#N/A"}},{"$f":"HLOOKUP(AP$371,'Appendix D'!$A$1:$DF$336,$AG251,FALSE)","v":{"$error":"#N/A"}},{"$f":"HLOOKUP(AQ$371,'Appendix D'!$A$1:$DF$336,$AG251,FALSE)","v":{"$error":"#N/A"}},{"$f":"HLOOKUP(AR$371,'Appendix D'!$A$1:$DF$336,$AG251,FALSE)","v":{"$error":"#N/A"}},{"$f":"HLOOKUP(AS$371,'Appendix D'!$A$1:$DF$336,$AG251,FALSE)","v":{"$error":"#N/A"}},{"$f":"HLOOKUP(AT$371,'Appendix D'!$A$1:$DF$336,$AG251,FALSE)","v":{"$error":"#N/A"}},{"$f":"HLOOKUP(AU$371,'Appendix D'!$A$1:$DF$336,$AG251,FALSE)","v":{"$error":"#N/A"}},{"$f":"HLOOKUP(AV$371,'Appendix D'!$A$1:$DF$336,$AG251,FALSE)","v":{"$error":"#N/A"}},{"$f":"HLOOKUP(AW$371,'Appendix D'!$A$1:$DF$336,$AG251,FALSE)","v":{"$error":"#N/A"}},{"$f":"HLOOKUP(AX$371,'Appendix D'!$A$1:$DF$336,$AG251,FALSE)","v":{"$error":"#N/A"}},{"$f":"HLOOKUP(AY$371,'Appendix D'!$A$1:$DF$336,$AG251,FALSE)","v":{"$error":"#N/A"}},{"$f":"HLOOKUP(AZ$371,'Appendix D'!$A$1:$DF$336,$AG251,FALSE)","v":{"$error":"#N/A"}},{"$f":"HLOOKUP(BA$371,'Appendix D'!$A$1:$DF$336,$AG251,FALSE)","v":{"$error":"#N/A"}},{"$f":"HLOOKUP(BB$371,'Appendix D'!$A$1:$DF$336,$AG251,FALSE)","v":{"$error":"#N/A"}},3]
[null,null,null,null,null,null,null,null,null,null,null,null,null,null,null,null,null,null,null,null,null,null,null,null,null,null,null,"Diff:",{"$f":"AC249-AC251","v":0},{"$f":"AD249-AD251","v":5},{"$f":"AE42","v":{"$error":"#N/A"}},null,219,40,{"$f":"HLOOKUP(AI$371,'Appendix D'!$A$1:$DF$336,$AG252,FALSE)","v":{"$error":"#N/A"}},{"$f":"HLOOKUP(AJ$371,'Appendix D'!$A$1:$DF$336,$AG252,FALSE)","v":{"$error":"#N/A"}},{"$f":"HLOOKUP(AK$371,'Appendix D'!$A$1:$DF$336,$AG252,FALSE)","v":{"$error":"#N/A"}},{"$f":"HLOOKUP(AL$371,'Appendix D'!$A$1:$DF$336,$AG252,FALSE)","v":{"$error":"#N/A"}},{"$f":"HLOOKUP(AM$371,'Appendix D'!$A$1:$DF$336,$AG252,FALSE)","v":{"$error":"#N/A"}},{"$f":"HLOOKUP(AN$371,'Appendix D'!$A$1:$DF$336,$AG252,FALSE)","v":{"$error":"#N/A"}},{"$f":"HLOOKUP(AO$371,'Appendix D'!$A$1:$DF$336,$AG252,FALSE)","v":{"$error":"#N/A"}},{"$f":"HLOOKUP(AP$371,'Appendix D'!$A$1:$DF$336,$AG252,FALSE)","v":{"$error":"#N/A"}},{"$f":"HLOOKUP(AQ$371,'Appendix D'!$A$1:$DF$336,$AG252,FALSE)","v":{"$error":"#N/A"}},{"$f":"HLOOKUP(AR$371,'Appendix D'!$A$1:$DF$336,$AG252,FALSE)","v":{"$error":"#N/A"}},{"$f":"HLOOKUP(AS$371,'Appendix D'!$A$1:$DF$336,$AG252,FALSE)","v":{"$error":"#N/A"}},{"$f":"HLOOKUP(AT$371,'Appendix D'!$A$1:$DF$336,$AG252,FALSE)","v":{"$error":"#N/A"}},{"$f":"HLOOKUP(AU$371,'Appendix D'!$A$1:$DF$336,$AG252,FALSE)","v":{"$error":"#N/A"}},{"$f":"HLOOKUP(AV$371,'Appendix D'!$A$1:$DF$336,$AG252,FALSE)","v":{"$error":"#N/A"}},{"$f":"HLOOKUP(AW$371,'Appendix D'!$A$1:$DF$336,$AG252,FALSE)","v":{"$error":"#N/A"}},{"$f":"HLOOKUP(AX$371,'Appendix D'!$A$1:$DF$336,$AG252,FALSE)","v":{"$error":"#N/A"}},{"$f":"HLOOKUP(AY$371,'Appendix D'!$A$1:$DF$336,$AG252,FALSE)","v":{"$error":"#N/A"}},{"$f":"HLOOKUP(AZ$371,'Appendix D'!$A$1:$DF$336,$AG252,FALSE)","v":{"$error":"#N/A"}},{"$f":"HLOOKUP(BA$371,'Appendix D'!$A$1:$DF$336,$AG252,FALSE)","v":{"$error":"#N/A"}},{"$f":"HLOOKUP(BB$371,'Appendix D'!$A$1:$DF$336,$AG252,FALSE)","v":{"$error":"#N/A"}},4]
[null,null,null,null,null,null,null,null,null,null,null,null,null,null,null,null,null,null,null,null,null,null,null,null,null,null,null,null,null,null,{"$f":"AE43","v":{"$error":"#N/A"}},null,220,45,{"$f":"HLOOKUP(AI$371,'Appendix D'!$A$1:$DF$336,$AG253,FALSE)","v":{"$error":"#N/A"}},{"$f":"HLOOKUP(AJ$371,'Appendix D'!$A$1:$DF$336,$AG253,FALSE)","v":{"$error":"#N/A"}},{"$f":"HLOOKUP(AK$371,'Appendix D'!$A$1:$DF$336,$AG253,FALSE)","v":{"$error":"#N/A"}},{"$f":"HLOOKUP(AL$371,'Appendix D'!$A$1:$DF$336,$AG253,FALSE)","v":{"$error":"#N/A"}},{"$f":"HLOOKUP(AM$371,'Appendix D'!$A$1:$DF$336,$AG253,FALSE)","v":{"$error":"#N/A"}},{"$f":"HLOOKUP(AN$371,'Appendix D'!$A$1:$DF$336,$AG253,FALSE)","v":{"$error":"#N/A"}},{"$f":"HLOOKUP(AO$371,'Appendix D'!$A$1:$DF$336,$AG253,FALSE)","v":{"$error":"#N/A"}},{"$f":"HLOOKUP(AP$371,'Appendix D'!$A$1:$DF$336,$AG253,FALSE)","v":{"$error":"#N/A"}},{"$f":"HLOOKUP(AQ$371,'Appendix D'!$A$1:$DF$336,$AG253,FALSE)","v":{"$error":"#N/A"}},{"$f":"HLOOKUP(AR$371,'Appendix D'!$A$1:$DF$336,$AG253,FALSE)","v":{"$error":"#N/A"}},{"$f":"HLOOKUP(AS$371,'Appendix D'!$A$1:$DF$336,$AG253,FALSE)","v":{"$error":"#N/A"}},{"$f":"HLOOKUP(AT$371,'Appendix D'!$A$1:$DF$336,$AG253,FALSE)","v":{"$error":"#N/A"}},{"$f":"HLOOKUP(AU$371,'Appendix D'!$A$1:$DF$336,$AG253,FALSE)","v":{"$error":"#N/A"}},{"$f":"HLOOKUP(AV$371,'Appendix D'!$A$1:$DF$336,$AG253,FALSE)","v":{"$error":"#N/A"}},{"$f":"HLOOKUP(AW$371,'Appendix D'!$A$1:$DF$336,$AG253,FALSE)","v":{"$error":"#N/A"}},{"$f":"HLOOKUP(AX$371,'Appendix D'!$A$1:$DF$336,$AG253,FALSE)","v":{"$error":"#N/A"}},{"$f":"HLOOKUP(AY$371,'Appendix D'!$A$1:$DF$336,$AG253,FALSE)","v":{"$error":"#N/A"}},{"$f":"HLOOKUP(AZ$371,'Appendix D'!$A$1:$DF$336,$AG253,FALSE)","v":{"$error":"#N/A"}},{"$f":"HLOOKUP(BA$371,'Appendix D'!$A$1:$DF$336,$AG253,FALSE)","v":{"$error":"#N/A"}},{"$f":"HLOOKUP(BB$371,'Appendix D'!$A$1:$DF$336,$AG253,FALSE)","v":{"$error":"#N/A"}},5]
[null,null,null,null,null,null,null,null,null,null,null,null,null,null,null,null,null,null,null,null,null,null,null,null,null,null,null,null,null,null,{"$f":"AE44","v":{"$error":"#N/A"}},null,221,50,{"$f":"HLOOKUP(AI$371,'Appendix D'!$A$1:$DF$336,$AG254,FALSE)","v":{"$error":"#N/A"}},{"$f":"HLOOKUP(AJ$371,'Appendix D'!$A$1:$DF$336,$AG254,FALSE)","v":{"$error":"#N/A"}},{"$f":"HLOOKUP(AK$371,'Appendix D'!$A$1:$DF$336,$AG254,FALSE)","v":{"$error":"#N/A"}},{"$f":"HLOOKUP(AL$371,'Appendix D'!$A$1:$DF$336,$AG254,FALSE)","v":{"$error":"#N/A"}},{"$f":"HLOOKUP(AM$371,'Appendix D'!$A$1:$DF$336,$AG254,FALSE)","v":{"$error":"#N/A"}},{"$f":"HLOOKUP(AN$371,'Appendix D'!$A$1:$DF$336,$AG254,FALSE)","v":{"$error":"#N/A"}},{"$f":"HLOOKUP(AO$371,'Appendix D'!$A$1:$DF$336,$AG254,FALSE)","v":{"$error":"#N/A"}},{"$f":"HLOOKUP(AP$371,'Appendix D'!$A$1:$DF$336,$AG254,FALSE)","v":{"$error":"#N/A"}},{"$f":"HLOOKUP(AQ$371,'Appendix D'!$A$1:$DF$336,$AG254,FALSE)","v":{"$error":"#N/A"}},{"$f":"HLOOKUP(AR$371,'Appendix D'!$A$1:$DF$336,$AG254,FALSE)","v":{"$error":"#N/A"}},{"$f":"HLOOKUP(AS$371,'Appendix D'!$A$1:$DF$336,$AG254,FALSE)","v":{"$error":"#N/A"}},{"$f":"HLOOKUP(AT$371,'Appendix D'!$A$1:$DF$336,$AG254,FALSE)","v":{"$error":"#N/A"}},{"$f":"HLOOKUP(AU$371,'Appendix D'!$A$1:$DF$336,$AG254,FALSE)","v":{"$error":"#N/A"}},{"$f":"HLOOKUP(AV$371,'Appendix D'!$A$1:$DF$336,$AG254,FALSE)","v":{"$error":"#N/A"}},{"$f":"HLOOKUP(AW$371,'Appendix D'!$A$1:$DF$336,$AG254,FALSE)","v":{"$error":"#N/A"}},{"$f":"HLOOKUP(AX$371,'Appendix D'!$A$1:$DF$336,$AG254,FALSE)","v":{"$error":"#N/A"}},{"$f":"HLOOKUP(AY$371,'Appendix D'!$A$1:$DF$336,$AG254,FALSE)","v":{"$error":"#N/A"}},{"$f":"HLOOKUP(AZ$371,'Appendix D'!$A$1:$DF$336,$AG254,FALSE)","v":{"$error":"#N/A"}},{"$f":"HLOOKUP(BA$371,'Appendix D'!$A$1:$DF$336,$AG254,FALSE)","v":{"$error":"#N/A"}},{"$f":"HLOOKUP(BB$371,'Appendix D'!$A$1:$DF$336,$AG254,FALSE)","v":{"$error":"#N/A"}},6]
[null,null,null,null,null,null,null,null,null,null,null,null,null,null,null,null,null,null,null,null,null,null,null,null,null,null,null,null,{"$f":"IF(AC252>5,AC251+5,AC251)","v":0},{"$f":"IF(AC249>95,98,AC255+5)","v":5},null,null,222,55,{"$f":"HLOOKUP(AI$371,'Appendix D'!$A$1:$DF$336,$AG255,FALSE)","v":{"$error":"#N/A"}},{"$f":"HLOOKUP(AJ$371,'Appendix D'!$A$1:$DF$336,$AG255,FALSE)","v":{"$error":"#N/A"}},{"$f":"HLOOKUP(AK$371,'Appendix D'!$A$1:$DF$336,$AG255,FALSE)","v":{"$error":"#N/A"}},{"$f":"HLOOKUP(AL$371,'Appendix D'!$A$1:$DF$336,$AG255,FALSE)","v":{"$error":"#N/A"}},{"$f":"HLOOKUP(AM$371,'Appendix D'!$A$1:$DF$336,$AG255,FALSE)","v":{"$error":"#N/A"}},{"$f":"HLOOKUP(AN$371,'Appendix D'!$A$1:$DF$336,$AG255,FALSE)","v":{"$error":"#N/A"}},{"$f":"HLOOKUP(AO$371,'Appendix D'!$A$1:$DF$336,$AG255,FALSE)","v":{"$error":"#N/A"}},{"$f":"HLOOKUP(AP$371,'Appendix D'!$A$1:$DF$336,$AG255,FALSE)","v":{"$error":"#N/A"}},{"$f":"HLOOKUP(AQ$371,'Appendix D'!$A$1:$DF$336,$AG255,FALSE)","v":{"$error":"#N/A"}},{"$f":"HLOOKUP(AR$371,'Appendix D'!$A$1:$DF$336,$AG255,FALSE)","v":{"$error":"#N/A"}},{"$f":"HLOOKUP(AS$371,'Appendix D'!$A$1:$DF$336,$AG255,FALSE)","v":{"$error":"#N/A"}},{"$f":"HLOOKUP(AT$371,'Appendix D'!$A$1:$DF$336,$AG255,FALSE)","v":{"$error":"#N/A"}},{"$f":"HLOOKUP(AU$371,'Appendix D'!$A$1:$DF$336,$AG255,FALSE)","v":{"$error":"#N/A"}},{"$f":"HLOOKUP(AV$371,'Appendix D'!$A$1:$DF$336,$AG255,FALSE)","v":{"$error":"#N/A"}},{"$f":"HLOOKUP(AW$371,'Appendix D'!$A$1:$DF$336,$AG255,FALSE)","v":{"$error":"#N/A"}},{"$f":"HLOOKUP(AX$371,'Appendix D'!$A$1:$DF$336,$AG255,FALSE)","v":{"$error":"#N/A"}},{"$f":"HLOOKUP(AY$371,'Appendix D'!$A$1:$DF$336,$AG255,FALSE)","v":{"$error":"#N/A"}},{"$f":"HLOOKUP(AZ$371,'Appendix D'!$A$1:$DF$336,$AG255,FALSE)","v":{"$error":"#N/A"}},{"$f":"HLOOKUP(BA$371,'Appendix D'!$A$1:$DF$336,$AG255,FALSE)","v":{"$error":"#N/A"}},{"$f":"HLOOKUP(BB$371,'Appendix D'!$A$1:$DF$336,$AG255,FALSE)","v":{"$error":"#N/A"}},7]
[null,null,null,null,null,null,null,null,null,null,null,null,null,null,null,null,null,null,null,null,null,null,null,null,null,null,null,{"$f":"IF(AD252>5,AD251+5,AD251)","v":0},{"$f":"IF(AB256=0,0,HLOOKUP(AB256,AH249:BC264,AE251,TRUE))","v":0},{"$f":"IF(AB256=0,0,HLOOKUP(AB256,AH249:BC264,AE252,TRUE))","v":0},null,null,223,60,{"$f":"HLOOKUP(AI$371,'Appendix D'!$A$1:$DF$336,$AG256,FALSE)","v":{"$error":"#N/A"}},{"$f":"HLOOKUP(AJ$371,'Appendix D'!$A$1:$DF$336,$AG256,FALSE)","v":{"$error":"#N/A"}},{"$f":"HLOOKUP(AK$371,'Appendix D'!$A$1:$DF$336,$AG256,FALSE)","v":{"$error":"#N/A"}},{"$f":"HLOOKUP(AL$371,'Appendix D'!$A$1:$DF$336,$AG256,FALSE)","v":{"$error":"#N/A"}},{"$f":"HLOOKUP(AM$371,'Appendix D'!$A$1:$DF$336,$AG256,FALSE)","v":{"$error":"#N/A"}},{"$f":"HLOOKUP(AN$371,'Appendix D'!$A$1:$DF$336,$AG256,FALSE)","v":{"$error":"#N/A"}},{"$f":"HLOOKUP(AO$371,'Appendix D'!$A$1:$DF$336,$AG256,FALSE)","v":{"$error":"#N/A"}},{"$f":"HLOOKUP(AP$371,'Appendix D'!$A$1:$DF$336,$AG256,FALSE)","v":{"$error":"#N/A"}},{"$f":"HLOOKUP(AQ$371,'Appendix D'!$A$1:$DF$336,$AG256,FALSE)","v":{"$error":"#N/A"}},{"$f":"HLOOKUP(AR$371,'Appendix D'!$A$1:$DF$336,$AG256,FALSE)","v":{"$error":"#N/A"}},{"$f":"HLOOKUP(AS$371,'Appendix D'!$A$1:$DF$336,$AG256,FALSE)","v":{"$error":"#N/A"}},{"$f":"HLOOKUP(AT$371,'Appendix D'!$A$1:$DF$336,$AG256,FALSE)","v":{"$error":"#N/A"}},{"$f":"HLOOKUP(AU$371,'Appendix D'!$A$1:$DF$336,$AG256,FALSE)","v":{"$error":"#N/A"}},{"$f":"HLOOKUP(AV$371,'Appendix D'!$A$1:$DF$336,$AG256,FALSE)","v":{"$error":"#N/A"}},{"$f":"HLOOKUP(AW$371,'Appendix D'!$A$1:$DF$336,$AG256,FALSE)","v":{"$error":"#N/A"}},{"$f":"HLOOKUP(AX$371,'Appendix D'!$A$1:$DF$336,$AG256,FALSE)","v":{"$error":"#N/A"}},{"$f":"HLOOKUP(AY$371,'Appendix D'!$A$1:$DF$336,$AG256,FALSE)","v":{"$error":"#N/A"}},{"$f":"HLOOKUP(AZ$371,'Appendix D'!$A$1:$DF$336,$AG256,FALSE)","v":{"$error":"#N/A"}},{"$f":"HLOOKUP(BA$371,'Appendix D'!$A$1:$DF$336,$AG256,FALSE)","v":{"$error":"#N/A"}},{"$f":"HLOOKUP(BB$371,'Appendix D'!$A$1:$DF$336,$AG256,FALSE)","v":{"$error":"#N/A"}},8]
[null,null,null,null,null,null,null,null,null,null,null,null,null,null,null,null,null,null,null,null,null,null,null,null,null,null,null,{"$f":"AB256+5","v":5},{"$f":"HLOOKUP(AB257,AH249:BC264,AE251,TRUE)","v":{"$error":"#REF!"}},{"$f":"HLOOKUP(AB257,AH249:BC264,AE252,TRUE)","v":{"$error":"#REF!"}},null,null,224,65,{"$f":"HLOOKUP(AI$371,'Appendix D'!$A$1:$DF$336,$AG257,FALSE)","v":{"$error":"#N/A"}},{"$f":"HLOOKUP(AJ$371,'Appendix D'!$A$1:$DF$336,$AG257,FALSE)","v":{"$error":"#N/A"}},{"$f":"HLOOKUP(AK$371,'Appendix D'!$A$1:$DF$336,$AG257,FALSE)","v":{"$error":"#N/A"}},{"$f":"HLOOKUP(AL$371,'Appendix D'!$A$1:$DF$336,$AG257,FALSE)","v":{"$error":"#N/A"}},{"$f":"HLOOKUP(AM$371,'Appendix D'!$A$1:$DF$336,$AG257,FALSE)","v":{"$error":"#N/A"}},{"$f":"HLOOKUP(AN$371,'Appendix D'!$A$1:$DF$336,$AG257,FALSE)","v":{"$error":"#N/A"}},{"$f":"HLOOKUP(AO$371,'Appendix D'!$A$1:$DF$336,$AG257,FALSE)","v":{"$error":"#N/A"}},{"$f":"HLOOKUP(AP$371,'Appendix D'!$A$1:$DF$336,$AG257,FALSE)","v":{"$error":"#N/A"}},{"$f":"HLOOKUP(AQ$371,'Appendix D'!$A$1:$DF$336,$AG257,FALSE)","v":{"$error":"#N/A"}},{"$f":"HLOOKUP(AR$371,'Appendix D'!$A$1:$DF$336,$AG257,FALSE)","v":{"$error":"#N/A"}},{"$f":"HLOOKUP(AS$371,'Appendix D'!$A$1:$DF$336,$AG257,FALSE)","v":{"$error":"#N/A"}},{"$f":"HLOOKUP(AT$371,'Appendix D'!$A$1:$DF$336,$AG257,FALSE)","v":{"$error":"#N/A"}},{"$f":"HLOOKUP(AU$371,'Appendix D'!$A$1:$DF$336,$AG257,FALSE)","v":{"$error":"#N/A"}},{"$f":"HLOOKUP(AV$371,'Appendix D'!$A$1:$DF$336,$AG257,FALSE)","v":{"$error":"#N/A"}},{"$f":"HLOOKUP(AW$371,'Appendix D'!$A$1:$DF$336,$AG257,FALSE)","v":{"$error":"#N/A"}},{"$f":"HLOOKUP(AX$371,'Appendix D'!$A$1:$DF$336,$AG257,FALSE)","v":{"$error":"#N/A"}},{"$f":"HLOOKUP(AY$371,'Appendix D'!$A$1:$DF$336,$AG257,FALSE)","v":{"$error":"#N/A"}},{"$f":"HLOOKUP(AZ$371,'Appendix D'!$A$1:$DF$336,$AG257,FALSE)","v":{"$error":"#N/A"}},{"$f":"HLOOKUP(BA$371,'Appendix D'!$A$1:$DF$336,$AG257,FALSE)","v":{"$error":"#N/A"}},{"$f":"HLOOKUP(BB$371,'Appendix D'!$A$1:$DF$336,$AG257,FALSE)","v":{"$error":"#N/A"}},9]
[null,null,null,null,null,null,null,null,null,null,null,null,null,null,null,null,null,null,null,null,null,null,null,null,null,null,null,null,null,null,null,null,225,70,{"$f":"HLOOKUP(AI$371,'Appendix D'!$A$1:$DF$336,$AG258,FALSE)","v":{"$error":"#N/A"}},{"$f":"HLOOKUP(AJ$371,'Appendix D'!$A$1:$DF$336,$AG258,FALSE)","v":{"$error":"#N/A"}},{"$f":"HLOOKUP(AK$371,'Appendix D'!$A$1:$DF$336,$AG258,FALSE)","v":{"$error":"#N/A"}},{"$f":"HLOOKUP(AL$371,'Appendix D'!$A$1:$DF$336,$AG258,FALSE)","v":{"$error":"#N/A"}},{"$f":"HLOOKUP(AM$371,'Appendix D'!$A$1:$DF$336,$AG258,FALSE)","v":{"$error":"#N/A"}},{"$f":"HLOOKUP(AN$371,'Appendix D'!$A$1:$DF$336,$AG258,FALSE)","v":{"$error":"#N/A"}},{"$f":"HLOOKUP(AO$371,'Appendix D'!$A$1:$DF$336,$AG258,FALSE)","v":{"$error":"#N/A"}},{"$f":"HLOOKUP(AP$371,'Appendix D'!$A$1:$DF$336,$AG258,FALSE)","v":{"$error":"#N/A"}},{"$f":"HLOOKUP(AQ$371,'Appendix D'!$A$1:$DF$336,$AG258,FALSE)","v":{"$error":"#N/A"}},{"$f":"HLOOKUP(AR$371,'Appendix D'!$A$1:$DF$336,$AG258,FALSE)","v":{"$error":"#N/A"}},{"$f":"HLOOKUP(AS$371,'Appendix D'!$A$1:$DF$336,$AG258,FALSE)","v":{"$error":"#N/A"}},{"$f":"HLOOKUP(AT$371,'Appendix D'!$A$1:$DF$336,$AG258,FALSE)","v":{"$error":"#N/A"}},{"$f":"HLOOKUP(AU$371,'Appendix D'!$A$1:$DF$336,$AG258,FALSE)","v":{"$error":"#N/A"}},{"$f":"HLOOKUP(AV$371,'Appendix D'!$A$1:$DF$336,$AG258,FALSE)","v":{"$error":"#N/A"}},{"$f":"HLOOKUP(AW$371,'Appendix D'!$A$1:$DF$336,$AG258,FALSE)","v":{"$error":"#N/A"}},{"$f":"HLOOKUP(AX$371,'Appendix D'!$A$1:$DF$336,$AG258,FALSE)","v":{"$error":"#N/A"}},{"$f":"HLOOKUP(AY$371,'Appendix D'!$A$1:$DF$336,$AG258,FALSE)","v":{"$error":"#N/A"}},{"$f":"HLOOKUP(AZ$371,'Appendix D'!$A$1:$DF$336,$AG258,FALSE)","v":{"$error":"#N/A"}},{"$f":"HLOOKUP(BA$371,'Appendix D'!$A$1:$DF$336,$AG258,FALSE)","v":{"$error":"#N/A"}},{"$f":"HLOOKUP(BB$371,'Appendix D'!$A$1:$DF$336,$AG258,FALSE)","v":{"$error":"#N/A"}},10]
[null,null,null,null,null,null,null,null,null,null,null,null,null,null,null,null,null,null,null,null,null,null,null,null,null,null,null,null,{"$f":"AC249","v":0},null,null,null,226,75,{"$f":"HLOOKUP(AI$371,'Appendix D'!$A$1:$DF$336,$AG259,FALSE)","v":{"$error":"#N/A"}},{"$f":"HLOOKUP(AJ$371,'Appendix D'!$A$1:$DF$336,$AG259,FALSE)","v":{"$error":"#N/A"}},{"$f":"HLOOKUP(AK$371,'Appendix D'!$A$1:$DF$336,$AG259,FALSE)","v":{"$error":"#N/A"}},{"$f":"HLOOKUP(AL$371,'Appendix D'!$A$1:$DF$336,$AG259,FALSE)","v":{"$error":"#N/A"}},{"$f":"HLOOKUP(AM$371,'Appendix D'!$A$1:$DF$336,$AG259,FALSE)","v":{"$error":"#N/A"}},{"$f":"HLOOKUP(AN$371,'Appendix D'!$A$1:$DF$336,$AG259,FALSE)","v":{"$error":"#N/A"}},{"$f":"HLOOKUP(AO$371,'Appendix D'!$A$1:$DF$336,$AG259,FALSE)","v":{"$error":"#N/A"}},{"$f":"HLOOKUP(AP$371,'Appendix D'!$A$1:$DF$336,$AG259,FALSE)","v":{"$error":"#N/A"}},{"$f":"HLOOKUP(AQ$371,'Appendix D'!$A$1:$DF$336,$AG259,FALSE)","v":{"$error":"#N/A"}},{"$f":"HLOOKUP(AR$371,'Appendix D'!$A$1:$DF$336,$AG259,FALSE)","v":{"$error":"#N/A"}},{"$f":"HLOOKUP(AS$371,'Appendix D'!$A$1:$DF$336,$AG259,FALSE)","v":{"$error":"#N/A"}},{"$f":"HLOOKUP(AT$371,'Appendix D'!$A$1:$DF$336,$AG259,FALSE)","v":{"$error":"#N/A"}},{"$f":"HLOOKUP(AU$371,'Appendix D'!$A$1:$DF$336,$AG259,FALSE)","v":{"$error":"#N/A"}},{"$f":"HLOOKUP(AV$371,'Appendix D'!$A$1:$DF$336,$AG259,FALSE)","v":{"$error":"#N/A"}},{"$f":"HLOOKUP(AW$371,'Appendix D'!$A$1:$DF$336,$AG259,FALSE)","v":{"$error":"#N/A"}},{"$f":"HLOOKUP(AX$371,'Appendix D'!$A$1:$DF$336,$AG259,FALSE)","v":{"$error":"#N/A"}},{"$f":"HLOOKUP(AY$371,'Appendix D'!$A$1:$DF$336,$AG259,FALSE)","v":{"$error":"#N/A"}},{"$f":"HLOOKUP(AZ$371,'Appendix D'!$A$1:$DF$336,$AG259,FALSE)","v":{"$error":"#N/A"}},{"$f":"HLOOKUP(BA$371,'Appendix D'!$A$1:$DF$336,$AG259,FALSE)","v":{"$error":"#N/A"}},{"$f":"HLOOKUP(BB$371,'Appendix D'!$A$1:$DF$336,$AG259,FALSE)","v":{"$error":"#N/A"}},11]
[null,null,null,null,null,null,null,null,null,null,null,null,null,null,null,null,null,null,null,null,null,null,null,null,null,null,null,{"$f":"AB256","v":0},{"$f":"(AC256+((AD256-AC256)/(AD255-AC255)*(AC249-AC255)))","v":0},null,null,null,227,80,{"$f":"HLOOKUP(AI$371,'Appendix D'!$A$1:$DF$336,$AG260,FALSE)","v":{"$error":"#N/A"}},{"$f":"HLOOKUP(AJ$371,'Appendix D'!$A$1:$DF$336,$AG260,FALSE)","v":{"$error":"#N/A"}},{"$f":"HLOOKUP(AK$371,'Appendix D'!$A$1:$DF$336,$AG260,FALSE)","v":{"$error":"#N/A"}},{"$f":"HLOOKUP(AL$371,'Appendix D'!$A$1:$DF$336,$AG260,FALSE)","v":{"$error":"#N/A"}},{"$f":"HLOOKUP(AM$371,'Appendix D'!$A$1:$DF$336,$AG260,FALSE)","v":{"$error":"#N/A"}},{"$f":"HLOOKUP(AN$371,'Appendix D'!$A$1:$DF$336,$AG260,FALSE)","v":{"$error":"#N/A"}},{"$f":"HLOOKUP(AO$371,'Appendix D'!$A$1:$DF$336,$AG260,FALSE)","v":{"$error":"#N/A"}},{"$f":"HLOOKUP(AP$371,'Appendix D'!$A$1:$DF$336,$AG260,FALSE)","v":{"$error":"#N/A"}},{"$f":"HLOOKUP(AQ$371,'Appendix D'!$A$1:$DF$336,$AG260,FALSE)","v":{"$error":"#N/A"}},{"$f":"HLOOKUP(AR$371,'Appendix D'!$A$1:$DF$336,$AG260,FALSE)","v":{"$error":"#N/A"}},{"$f":"HLOOKUP(AS$371,'Appendix D'!$A$1:$DF$336,$AG260,FALSE)","v":{"$error":"#N/A"}},{"$f":"HLOOKUP(AT$371,'Appendix D'!$A$1:$DF$336,$AG260,FALSE)","v":{"$error":"#N/A"}},{"$f":"HLOOKUP(AU$371,'Appendix D'!$A$1:$DF$336,$AG260,FALSE)","v":{"$error":"#N/A"}},{"$f":"HLOOKUP(AV$371,'Appendix D'!$A$1:$DF$336,$AG260,FALSE)","v":{"$error":"#N/A"}},{"$f":"HLOOKUP(AW$371,'Appendix D'!$A$1:$DF$336,$AG260,FALSE)","v":{"$error":"#N/A"}},{"$f":"HLOOKUP(AX$371,'Appendix D'!$A$1:$DF$336,$AG260,FALSE)","v":{"$error":"#N/A"}},{"$f":"HLOOKUP(AY$371,'Appendix D'!$A$1:$DF$336,$AG260,FALSE)","v":{"$error":"#N/A"}},{"$f":"HLOOKUP(AZ$371,'Appendix D'!$A$1:$DF$336,$AG260,FALSE)","v":{"$error":"#N/A"}},{"$f":"HLOOKUP(BA$371,'Appendix D'!$A$1:$DF$336,$AG260,FALSE)","v":{"$error":"#N/A"}},{"$f":"HLOOKUP(BB$371,'Appendix D'!$A$1:$DF$336,$AG260,FALSE)","v":{"$error":"#N/A"}},12]
[null,null,null,null,null,null,null,null,null,null,null,null,null,null,null,null,null,null,null,null,null,null,null,null,null,null,null,{"$f":"AB257","v":5},{"$f":"(AC257+((AD257-AC257)/(AD255-AC255)*(AC249-AC255)))","v":{"$error":"#REF!"}},null,null,null,228,85,{"$f":"HLOOKUP(AI$371,'Appendix D'!$A$1:$DF$336,$AG261,FALSE)","v":{"$error":"#N/A"}},{"$f":"HLOOKUP(AJ$371,'Appendix D'!$A$1:$DF$336,$AG261,FALSE)","v":{"$error":"#N/A"}},{"$f":"HLOOKUP(AK$371,'Appendix D'!$A$1:$DF$336,$AG261,FALSE)","v":{"$error":"#N/A"}},{"$f":"HLOOKUP(AL$371,'Appendix D'!$A$1:$DF$336,$AG261,FALSE)","v":{"$error":"#N/A"}},{"$f":"HLOOKUP(AM$371,'Appendix D'!$A$1:$DF$336,$AG261,FALSE)","v":{"$error":"#N/A"}},{"$f":"HLOOKUP(AN$371,'Appendix D'!$A$1:$DF$336,$AG261,FALSE)","v":{"$error":"#N/A"}},{"$f":"HLOOKUP(AO$371,'Appendix D'!$A$1:$DF$336,$AG261,FALSE)","v":{"$error":"#N/A"}},{"$f":"HLOOKUP(AP$371,'Appendix D'!$A$1:$DF$336,$AG261,FALSE)","v":{"$error":"#N/A"}},{"$f":"HLOOKUP(AQ$371,'Appendix D'!$A$1:$DF$336,$AG261,FALSE)","v":{"$error":"#N/A"}},{"$f":"HLOOKUP(AR$371,'Appendix D'!$A$1:$DF$336,$AG261,FALSE)","v":{"$error":"#N/A"}},{"$f":"HLOOKUP(AS$371,'Appendix D'!$A$1:$DF$336,$AG261,FALSE)","v":{"$error":"#N/A"}},{"$f":"HLOOKUP(AT$371,'Appendix D'!$A$1:$DF$336,$AG261,FALSE)","v":{"$error":"#N/A"}},{"$f":"HLOOKUP(AU$371,'Appendix D'!$A$1:$DF$336,$AG261,FALSE)","v":{"$error":"#N/A"}},{"$f":"HLOOKUP(AV$371,'Appendix D'!$A$1:$DF$336,$AG261,FALSE)","v":{"$error":"#N/A"}},{"$f":"HLOOKUP(AW$371,'Appendix D'!$A$1:$DF$336,$AG261,FALSE)","v":{"$error":"#N/A"}},{"$f":"HLOOKUP(AX$371,'Appendix D'!$A$1:$DF$336,$AG261,FALSE)","v":{"$error":"#N/A"}},{"$f":"HLOOKUP(AY$371,'Appendix D'!$A$1:$DF$336,$AG261,FALSE)","v":{"$error":"#N/A"}},{"$f":"HLOOKUP(AZ$371,'Appendix D'!$A$1:$DF$336,$AG261,FALSE)","v":{"$error":"#N/A"}},{"$f":"HLOOKUP(BA$371,'Appendix D'!$A$1:$DF$336,$AG261,FALSE)","v":{"$error":"#N/A"}},{"$f":"HLOOKUP(BB$371,'Appendix D'!$A$1:$DF$336,$AG261,FALSE)","v":{"$error":"#N/A"}},13]
[null,null,null,null,null,null,null,null,null,null,null,null,null,null,null,null,null,null,null,null,null,null,null,null,null,null,null,null,null,null,null,null,229,90,{"$f":"HLOOKUP(AI$371,'Appendix D'!$A$1:$DF$336,$AG262,FALSE)","v":{"$error":"#N/A"}},{"$f":"HLOOKUP(AJ$371,'Appendix D'!$A$1:$DF$336,$AG262,FALSE)","v":{"$error":"#N/A"}},{"$f":"HLOOKUP(AK$371,'Appendix D'!$A$1:$DF$336,$AG262,FALSE)","v":{"$error":"#N/A"}},{"$f":"HLOOKUP(AL$371,'Appendix D'!$A$1:$DF$336,$AG262,FALSE)","v":{"$error":"#N/A"}},{"$f":"HLOOKUP(AM$371,'Appendix D'!$A$1:$DF$336,$AG262,FALSE)","v":{"$error":"#N/A"}},{"$f":"HLOOKUP(AN$371,'Appendix D'!$A$1:$DF$336,$AG262,FALSE)","v":{"$error":"#N/A"}},{"$f":"HLOOKUP(AO$371,'Appendix D'!$A$1:$DF$336,$AG262,FALSE)","v":{"$error":"#N/A"}},{"$f":"HLOOKUP(AP$371,'Appendix D'!$A$1:$DF$336,$AG262,FALSE)","v":{"$error":"#N/A"}},{"$f":"HLOOKUP(AQ$371,'Appendix D'!$A$1:$DF$336,$AG262,FALSE)","v":{"$error":"#N/A"}},{"$f":"HLOOKUP(AR$371,'Appendix D'!$A$1:$DF$336,$AG262,FALSE)","v":{"$error":"#N/A"}},{"$f":"HLOOKUP(AS$371,'Appendix D'!$A$1:$DF$336,$AG262,FALSE)","v":{"$error":"#N/A"}},{"$f":"HLOOKUP(AT$371,'Appendix D'!$A$1:$DF$336,$AG262,FALSE)","v":{"$error":"#N/A"}},{"$f":"HLOOKUP(AU$371,'Appendix D'!$A$1:$DF$336,$AG262,FALSE)","v":{"$error":"#N/A"}},{"$f":"HLOOKUP(AV$371,'Appendix D'!$A$1:$DF$336,$AG262,FALSE)","v":{"$error":"#N/A"}},{"$f":"HLOOKUP(AW$371,'Appendix D'!$A$1:$DF$336,$AG262,FALSE)","v":{"$error":"#N/A"}},{"$f":"HLOOKUP(AX$371,'Appendix D'!$A$1:$DF$336,$AG262,FALSE)","v":{"$error":"#N/A"}},{"$f":"HLOOKUP(AY$371,'Appendix D'!$A$1:$DF$336,$AG262,FALSE)","v":{"$error":"#N/A"}},{"$f":"HLOOKUP(AZ$371,'Appendix D'!$A$1:$DF$336,$AG262,FALSE)","v":{"$error":"#N/A"}},{"$f":"HLOOKUP(BA$371,'Appendix D'!$A$1:$DF$336,$AG262,FALSE)","v":{"$error":"#N/A"}},{"$f":"HLOOKUP(BB$371,'Appendix D'!$A$1:$DF$336,$AG262,FALSE)","v":{"$error":"#N/A"}},14]
[null,null,null,null,null,null,null,null,null,null,null,null,null,null,null,null,null,null,null,null,null,null,null,null,null,null,null,null,{"$f":"AC259","v":0},null,null,null,230,95,{"$f":"HLOOKUP(AI$371,'Appendix D'!$A$1:$DF$336,$AG263,FALSE)","v":{"$error":"#N/A"}},{"$f":"HLOOKUP(AJ$371,'Appendix D'!$A$1:$DF$336,$AG263,FALSE)","v":{"$error":"#N/A"}},{"$f":"HLOOKUP(AK$371,'Appendix D'!$A$1:$DF$336,$AG263,FALSE)","v":{"$error":"#N/A"}},{"$f":"HLOOKUP(AL$371,'Appendix D'!$A$1:$DF$336,$AG263,FALSE)","v":{"$error":"#N/A"}},{"$f":"HLOOKUP(AM$371,'Appendix D'!$A$1:$DF$336,$AG263,FALSE)","v":{"$error":"#N/A"}},{"$f":"HLOOKUP(AN$371,'Appendix D'!$A$1:$DF$336,$AG263,FALSE)","v":{"$error":"#N/A"}},{"$f":"HLOOKUP(AO$371,'Appendix D'!$A$1:$DF$336,$AG263,FALSE)","v":{"$error":"#N/A"}},{"$f":"HLOOKUP(AP$371,'Appendix D'!$A$1:$DF$336,$AG263,FALSE)","v":{"$error":"#N/A"}},{"$f":"HLOOKUP(AQ$371,'Appendix D'!$A$1:$DF$336,$AG263,FALSE)","v":{"$error":"#N/A"}},{"$f":"HLOOKUP(AR$371,'Appendix D'!$A$1:$DF$336,$AG263,FALSE)","v":{"$error":"#N/A"}},{"$f":"HLOOKUP(AS$371,'Appendix D'!$A$1:$DF$336,$AG263,FALSE)","v":{"$error":"#N/A"}},{"$f":"HLOOKUP(AT$371,'Appendix D'!$A$1:$DF$336,$AG263,FALSE)","v":{"$error":"#N/A"}},{"$f":"HLOOKUP(AU$371,'Appendix D'!$A$1:$DF$336,$AG263,FALSE)","v":{"$error":"#N/A"}},{"$f":"HLOOKUP(AV$371,'Appendix D'!$A$1:$DF$336,$AG263,FALSE)","v":{"$error":"#N/A"}},{"$f":"HLOOKUP(AW$371,'Appendix D'!$A$1:$DF$336,$AG263,FALSE)","v":{"$error":"#N/A"}},{"$f":"HLOOKUP(AX$371,'Appendix D'!$A$1:$DF$336,$AG263,FALSE)","v":{"$error":"#N/A"}},{"$f":"HLOOKUP(AY$371,'Appendix D'!$A$1:$DF$336,$AG263,FALSE)","v":{"$error":"#N/A"}},{"$f":"HLOOKUP(AZ$371,'Appendix D'!$A$1:$DF$336,$AG263,FALSE)","v":{"$error":"#N/A"}},{"$f":"HLOOKUP(BA$371,'Appendix D'!$A$1:$DF$336,$AG263,FALSE)","v":{"$error":"#N/A"}},{"$f":"HLOOKUP(BB$371,'Appendix D'!$A$1:$DF$336,$AG263,FALSE)","v":{"$error":"#N/A"}},15]
[null,null,null,null,null,null,null,null,null,null,null,null,null,null,null,null,null,null,null,null,null,null,null,null,null,null,null,{"$f":"AD249","v":5},{"$f":"(AC260+((AC261-AC260)/(AB261-AB260)*(AB264-AB260)))","v":{"$error":"#REF!"}},null,null,null,231,98,{"$f":"HLOOKUP(AI$371,'Appendix D'!$A$1:$DF$336,$AG264,FALSE)","v":{"$error":"#N/A"}},{"$f":"HLOOKUP(AJ$371,'Appendix D'!$A$1:$DF$336,$AG264,FALSE)","v":{"$error":"#N/A"}},{"$f":"HLOOKUP(AK$371,'Appendix D'!$A$1:$DF$336,$AG264,FALSE)","v":{"$error":"#N/A"}},{"$f":"HLOOKUP(AL$371,'Appendix D'!$A$1:$DF$336,$AG264,FALSE)","v":{"$error":"#N/A"}},{"$f":"HLOOKUP(AM$371,'Appendix D'!$A$1:$DF$336,$AG264,FALSE)","v":{"$error":"#N/A"}},{"$f":"HLOOKUP(AN$371,'Appendix D'!$A$1:$DF$336,$AG264,FALSE)","v":{"$error":"#N/A"}},{"$f":"HLOOKUP(AO$371,'Appendix D'!$A$1:$DF$336,$AG264,FALSE)","v":{"$error":"#N/A"}},{"$f":"HLOOKUP(AP$371,'Appendix D'!$A$1:$DF$336,$AG264,FALSE)","v":{"$error":"#N/A"}},{"$f":"HLOOKUP(AQ$371,'Appendix D'!$A$1:$DF$336,$AG264,FALSE)","v":{"$error":"#N/A"}},{"$f":"HLOOKUP(AR$371,'Appendix D'!$A$1:$DF$336,$AG264,FALSE)","v":{"$error":"#N/A"}},{"$f":"HLOOKUP(AS$371,'Appendix D'!$A$1:$DF$336,$AG264,FALSE)","v":{"$error":"#N/A"}},{"$f":"HLOOKUP(AT$371,'Appendix D'!$A$1:$DF$336,$AG264,FALSE)","v":{"$error":"#N/A"}},{"$f":"HLOOKUP(AU$371,'Appendix D'!$A$1:$DF$336,$AG264,FALSE)","v":{"$error":"#N/A"}},{"$f":"HLOOKUP(AV$371,'Appendix D'!$A$1:$DF$336,$AG264,FALSE)","v":{"$error":"#N/A"}},{"$f":"HLOOKUP(AW$371,'Appendix D'!$A$1:$DF$336,$AG264,FALSE)","v":{"$error":"#N/A"}},{"$f":"HLOOKUP(AX$371,'Appendix D'!$A$1:$DF$336,$AG264,FALSE)","v":{"$error":"#N/A"}},{"$f":"HLOOKUP(AY$371,'Appendix D'!$A$1:$DF$336,$AG264,FALSE)","v":{"$error":"#N/A"}},{"$f":"HLOOKUP(AZ$371,'Appendix D'!$A$1:$DF$336,$AG264,FALSE)","v":{"$error":"#N/A"}},{"$f":"HLOOKUP(BA$371,'Appendix D'!$A$1:$DF$336,$AG264,FALSE)","v":{"$error":"#N/A"}},{"$f":"HLOOKUP(BB$371,'Appendix D'!$A$1:$DF$336,$AG264,FALSE)","v":{"$error":"#N/A"}},16]
[]
[null,null,null,null,null,null,null,null,null,null,null,null,null,null,null,null,null,null,null,null,null,null,null,null,null,null,null,"3.00 INCH RETENTION EFFICIENCY INTERPOLATION",null,null,null,null,null,{"$f":"$AH$25","v":0},null,null,null,null,"Mean Annual Mass Removal Efficiencies for 3.00-inches of Retention "]
[]
[null,null,null,null,null,null,null,null,null,null,null,null,null,null,null,null,null,null,null,null,null,null,null,null,null,null,null,"POST","CN","DCIA"]
[null,null,null,null,null,null,null,null,null,null,null,null,null,null,null,null,null,null,null,null,null,null,null,null,null,null,null,null,null,null,null,null,null,"NDCIA CN","Percent DCIA"]
[null,null,null,null,null,null,null,null,null,null,null,null,null,null,null,null,null,null,null,null,null,null,null,null,null,null,null,null,{"$f":"'Watershed Characteristics'!$AA$47","v":0},{"$f":"IF('Watershed Characteristics'!$AA$48<5, 5, 'Watershed Characteristics'!$AA$48)","v":5},null,null,null,null,5,10,15,20,25,30,35,40,45,50,55,60,65,70,75,80,85,90,95,100]
[null,null,null,null,null,null,null,null,null,null,null,null,null,null,null,null,null,null,null,null,null,null,null,null,null,null,null,null,null,null,null,null,238,30,{"$f":"HLOOKUP(AI$371,'Appendix D'!$A$1:$DF$336,$AG271,FALSE)","v":{"$error":"#N/A"}},{"$f":"HLOOKUP(AJ$371,'Appendix D'!$A$1:$DF$336,$AG271,FALSE)","v":{"$error":"#N/A"}},{"$f":"HLOOKUP(AK$371,'Appendix D'!$A$1:$DF$336,$AG271,FALSE)","v":{"$error":"#N/A"}},{"$f":"HLOOKUP(AL$371,'Appendix D'!$A$1:$DF$336,$AG271,FALSE)","v":{"$error":"#N/A"}},{"$f":"HLOOKUP(AM$371,'Appendix D'!$A$1:$DF$336,$AG271,FALSE)","v":{"$error":"#N/A"}},{"$f":"HLOOKUP(AN$371,'Appendix D'!$A$1:$DF$336,$AG271,FALSE)","v":{"$error":"#N/A"}},{"$f":"HLOOKUP(AO$371,'Appendix D'!$A$1:$DF$336,$AG271,FALSE)","v":{"$error":"#N/A"}},{"$f":"HLOOKUP(AP$371,'Appendix D'!$A$1:$DF$336,$AG271,FALSE)","v":{"$error":"#N/A"}},{"$f":"HLOOKUP(AQ$371,'Appendix D'!$A$1:$DF$336,$AG271,FALSE)","v":{"$error":"#N/A"}},{"$f":"HLOOKUP(AR$371,'Appendix D'!$A$1:$DF$336,$AG271,FALSE)","v":{"$error":"#N/A"}},{"$f":"HLOOKUP(AS$371,'Appendix D'!$A$1:$DF$336,$AG271,FALSE)","v":{"$error":"#N/A"}},{"$f":"HLOOKUP(AT$371,'Appendix D'!$A$1:$DF$336,$AG271,FALSE)","v":{"$error":"#N/A"}},{"$f":"HLOOKUP(AU$371,'Appendix D'!$A$1:$DF$336,$AG271,FALSE)","v":{"$error":"#N/A"}},{"$f":"HLOOKUP(AV$371,'Appendix D'!$A$1:$DF$336,$AG271,FALSE)","v":{"$error":"#N/A"}},{"$f":"HLOOKUP(AW$371,'Appendix D'!$A$1:$DF$336,$AG271,FALSE)","v":{"$error":"#N/A"}},{"$f":"HLOOKUP(AX$371,'Appendix D'!$A$1:$DF$336,$AG271,FALSE)","v":{"$error":"#N/A"}},{"$f":"HLOOKUP(AY$371,'Appendix D'!$A$1:$DF$336,$AG271,FALSE)","v":{"$error":"#N/A"}},{"$f":"HLOOKUP(AZ$371,'Appendix D'!$A$1:$DF$336,$AG271,FALSE)","v":{"$error":"#N/A"}},{"$f":"HLOOKUP(BA$371,'Appendix D'!$A$1:$DF$336,$AG271,FALSE)","v":{"$error":"#N/A"}},{"$f":"HLOOKUP(BB$371,'Appendix D'!$A$1:$DF$336,$AG271,FALSE)","v":{"$error":"#N/A"}},2]
[null,null,null,null,null,null,null,null,null,null,null,null,null,null,null,null,null,null,null,null,null,null,null,null,null,null,null,"R.Down:",{"$f":"(ROUNDDOWN(AC270/10,0)*10)","v":0},{"$f":"(ROUNDDOWN(AD270/10,0)*10)","v":0},{"$f":"AE41","v":{"$error":"#N/A"}},null,239,35,{"$f":"HLOOKUP(AI$371,'Appendix D'!$A$1:$DF$336,$AG272,FALSE)","v":{"$error":"#N/A"}},{"$f":"HLOOKUP(AJ$371,'Appendix D'!$A$1:$DF$336,$AG272,FALSE)","v":{"$error":"#N/A"}},{"$f":"HLOOKUP(AK$371,'Appendix D'!$A$1:$DF$336,$AG272,FALSE)","v":{"$error":"#N/A"}},{"$f":"HLOOKUP(AL$371,'Appendix D'!$A$1:$DF$336,$AG272,FALSE)","v":{"$error":"#N/A"}},{"$f":"HLOOKUP(AM$371,'Appendix D'!$A$1:$DF$336,$AG272,FALSE)","v":{"$error":"#N/A"}},{"$f":"HLOOKUP(AN$371,'Appendix D'!$A$1:$DF$336,$AG272,FALSE)","v":{"$error":"#N/A"}},{"$f":"HLOOKUP(AO$371,'Appendix D'!$A$1:$DF$336,$AG272,FALSE)","v":{"$error":"#N/A"}},{"$f":"HLOOKUP(AP$371,'Appendix D'!$A$1:$DF$336,$AG272,FALSE)","v":{"$error":"#N/A"}},{"$f":"HLOOKUP(AQ$371,'Appendix D'!$A$1:$DF$336,$AG272,FALSE)","v":{"$error":"#N/A"}},{"$f":"HLOOKUP(AR$371,'Appendix D'!$A$1:$DF$336,$AG272,FALSE)","v":{"$error":"#N/A"}},{"$f":"HLOOKUP(AS$371,'Appendix D'!$A$1:$DF$336,$AG272,FALSE)","v":{"$error":"#N/A"}},{"$f":"HLOOKUP(AT$371,'Appendix D'!$A$1:$DF$336,$AG272,FALSE)","v":{"$error":"#N/A"}},{"$f":"HLOOKUP(AU$371,'Appendix D'!$A$1:$DF$336,$AG272,FALSE)","v":{"$error":"#N/A"}},{"$f":"HLOOKUP(AV$371,'Appendix D'!$A$1:$DF$336,$AG272,FALSE)","v":{"$error":"#N/A"}},{"$f":"HLOOKUP(AW$371,'Appendix D'!$A$1:$DF$336,$AG272,FALSE)","v":{"$error":"#N/A"}},{"$f":"HLOOKUP(AX$371,'Appendix D'!$A$1:$DF$336,$AG272,FALSE)","v":{"$error":"#N/A"}},{"$f":"HLOOKUP(AY$371,'Appendix D'!$A$1:$DF$336,$AG272,FALSE)","v":{"$error":"#N/A"}},{"$f":"HLOOKUP(AZ$371,'Appendix D'!$A$1:$DF$336,$AG272,FALSE)","v":{"$error":"#N/A"}},{"$f":"HLOOKUP(BA$371,'Appendix D'!$A$1:$DF$336,$AG272,FALSE)","v":{"$error":"#N/A"}},{"$f":"HLOOKUP(BB$371,'Appendix D'!$A$1:$DF$336,$AG272,FALSE)","v":{"$error":"#N/A"}},3]
[null,null,null,null,null,null,null,null,null,null,null,null,null,null,null,null,null,null,null,null,null,null,null,null,null,null,null,"Diff:",{"$f":"AC270-AC272","v":0},{"$f":"AD270-AD272","v":5},{"$f":"AE42","v":{"$error":"#N/A"}},null,240,40,{"$f":"HLOOKUP(AI$371,'Appendix D'!$A$1:$DF$336,$AG273,FALSE)","v":{"$error":"#N/A"}},{"$f":"HLOOKUP(AJ$371,'Appendix D'!$A$1:$DF$336,$AG273,FALSE)","v":{"$error":"#N/A"}},{"$f":"HLOOKUP(AK$371,'Appendix D'!$A$1:$DF$336,$AG273,FALSE)","v":{"$error":"#N/A"}},{"$f":"HLOOKUP(AL$371,'Appendix D'!$A$1:$DF$336,$AG273,FALSE)","v":{"$error":"#N/A"}},{"$f":"HLOOKUP(AM$371,'Appendix D'!$A$1:$DF$336,$AG273,FALSE)","v":{"$error":"#N/A"}},{"$f":"HLOOKUP(AN$371,'Appendix D'!$A$1:$DF$336,$AG273,FALSE)","v":{"$error":"#N/A"}},{"$f":"HLOOKUP(AO$371,'Appendix D'!$A$1:$DF$336,$AG273,FALSE)","v":{"$error":"#N/A"}},{"$f":"HLOOKUP(AP$371,'Appendix D'!$A$1:$DF$336,$AG273,FALSE)","v":{"$error":"#N/A"}},{"$f":"HLOOKUP(AQ$371,'Appendix D'!$A$1:$DF$336,$AG273,FALSE)","v":{"$error":"#N/A"}},{"$f":"HLOOKUP(AR$371,'Appendix D'!$A$1:$DF$336,$AG273,FALSE)","v":{"$error":"#N/A"}},{"$f":"HLOOKUP(AS$371,'Appendix D'!$A$1:$DF$336,$AG273,FALSE)","v":{"$error":"#N/A"}},{"$f":"HLOOKUP(AT$371,'Appendix D'!$A$1:$DF$336,$AG273,FALSE)","v":{"$error":"#N/A"}},{"$f":"HLOOKUP(AU$371,'Appendix D'!$A$1:$DF$336,$AG273,FALSE)","v":{"$error":"#N/A"}},{"$f":"HLOOKUP(AV$371,'Appendix D'!$A$1:$DF$336,$AG273,FALSE)","v":{"$error":"#N/A"}},{"$f":"HLOOKUP(AW$371,'Appendix D'!$A$1:$DF$336,$AG273,FALSE)","v":{"$error":"#N/A"}},{"$f":"HLOOKUP(AX$371,'Appendix D'!$A$1:$DF$336,$AG273,FALSE)","v":{"$error":"#N/A"}},{"$f":"HLOOKUP(AY$371,'Appendix D'!$A$1:$DF$336,$AG273,FALSE)","v":{"$error":"#N/A"}},{"$f":"HLOOKUP(AZ$371,'Appendix D'!$A$1:$DF$336,$AG273,FALSE)","v":{"$error":"#N/A"}},{"$f":"HLOOKUP(BA$371,'Appendix D'!$A$1:$DF$336,$AG273,FALSE)","v":{"$error":"#N/A"}},{"$f":"HLOOKUP(BB$371,'Appendix D'!$A$1:$DF$336,$AG273,FALSE)","v":{"$error":"#N/A"}},4]
[null,null,null,null,null,null,null,null,null,null,null,null,null,null,null,null,null,null,null,null,null,null,null,null,null,null,null,null,null,null,{"$f":"AE43","v":{"$error":"#N/A"}},null,241,45,{"$f":"HLOOKUP(AI$371,'Appendix D'!$A$1:$DF$336,$AG274,FALSE)","v":{"$error":"#N/A"}},{"$f":"HLOOKUP(AJ$371,'Appendix D'!$A$1:$DF$336,$AG274,FALSE)","v":{"$error":"#N/A"}},{"$f":"HLOOKUP(AK$371,'Appendix D'!$A$1:$DF$336,$AG274,FALSE)","v":{"$error":"#N/A"}},{"$f":"HLOOKUP(AL$371,'Appendix D'!$A$1:$DF$336,$AG274,FALSE)","v":{"$error":"#N/A"}},{"$f":"HLOOKUP(AM$371,'Appendix D'!$A$1:$DF$336,$AG274,FALSE)","v":{"$error":"#N/A"}},{"$f":"HLOOKUP(AN$371,'Appendix D'!$A$1:$DF$336,$AG274,FALSE)","v":{"$error":"#N/A"}},{"$f":"HLOOKUP(AO$371,'Appendix D'!$A$1:$DF$336,$AG274,FALSE)","v":{"$error":"#N/A"}},{"$f":"HLOOKUP(AP$371,'Appendix D'!$A$1:$DF$336,$AG274,FALSE)","v":{"$error":"#N/A"}},{"$f":"HLOOKUP(AQ$371,'Appendix D'!$A$1:$DF$336,$AG274,FALSE)","v":{"$error":"#N/A"}},{"$f":"HLOOKUP(AR$371,'Appendix D'!$A$1:$DF$336,$AG274,FALSE)","v":{"$error":"#N/A"}},{"$f":"HLOOKUP(AS$371,'Appendix D'!$A$1:$DF$336,$AG274,FALSE)","v":{"$error":"#N/A"}},{"$f":"HLOOKUP(AT$371,'Appendix D'!$A$1:$DF$336,$AG274,FALSE)","v":{"$error":"#N/A"}},{"$f":"HLOOKUP(AU$371,'Appendix D'!$A$1:$DF$336,$AG274,FALSE)","v":{"$error":"#N/A"}},{"$f":"HLOOKUP(AV$371,'Appendix D'!$A$1:$DF$336,$AG274,FALSE)","v":{"$error":"#N/A"}},{"$f":"HLOOKUP(AW$371,'Appendix D'!$A$1:$DF$336,$AG274,FALSE)","v":{"$error":"#N/A"}},{"$f":"HLOOKUP(AX$371,'Appendix D'!$A$1:$DF$336,$AG274,FALSE)","v":{"$error":"#N/A"}},{"$f":"HLOOKUP(AY$371,'Appendix D'!$A$1:$DF$336,$AG274,FALSE)","v":{"$error":"#N/A"}},{"$f":"HLOOKUP(AZ$371,'Appendix D'!$A$1:$DF$336,$AG274,FALSE)","v":{"$error":"#N/A"}},{"$f":"HLOOKUP(BA$371,'Appendix D'!$A$1:$DF$336,$AG274,FALSE)","v":{"$error":"#N/A"}},{"$f":"HLOOKUP(BB$371,'Appendix D'!$A$1:$DF$336,$AG274,FALSE)","v":{"$error":"#N/A"}},5]
[null,null,null,null,null,null,null,null,null,null,null,null,null,null,null,null,null,null,null,null,null,null,null,null,null,null,null,null,null,null,{"$f":"AE44","v":{"$error":"#N/A"}},null,242,50,{"$f":"HLOOKUP(AI$371,'Appendix D'!$A$1:$DF$336,$AG275,FALSE)","v":{"$error":"#N/A"}},{"$f":"HLOOKUP(AJ$371,'Appendix D'!$A$1:$DF$336,$AG275,FALSE)","v":{"$error":"#N/A"}},{"$f":"HLOOKUP(AK$371,'Appendix D'!$A$1:$DF$336,$AG275,FALSE)","v":{"$error":"#N/A"}},{"$f":"HLOOKUP(AL$371,'Appendix D'!$A$1:$DF$336,$AG275,FALSE)","v":{"$error":"#N/A"}},{"$f":"HLOOKUP(AM$371,'Appendix D'!$A$1:$DF$336,$AG275,FALSE)","v":{"$error":"#N/A"}},{"$f":"HLOOKUP(AN$371,'Appendix D'!$A$1:$DF$336,$AG275,FALSE)","v":{"$error":"#N/A"}},{"$f":"HLOOKUP(AO$371,'Appendix D'!$A$1:$DF$336,$AG275,FALSE)","v":{"$error":"#N/A"}},{"$f":"HLOOKUP(AP$371,'Appendix D'!$A$1:$DF$336,$AG275,FALSE)","v":{"$error":"#N/A"}},{"$f":"HLOOKUP(AQ$371,'Appendix D'!$A$1:$DF$336,$AG275,FALSE)","v":{"$error":"#N/A"}},{"$f":"HLOOKUP(AR$371,'Appendix D'!$A$1:$DF$336,$AG275,FALSE)","v":{"$error":"#N/A"}},{"$f":"HLOOKUP(AS$371,'Appendix D'!$A$1:$DF$336,$AG275,FALSE)","v":{"$error":"#N/A"}},{"$f":"HLOOKUP(AT$371,'Appendix D'!$A$1:$DF$336,$AG275,FALSE)","v":{"$error":"#N/A"}},{"$f":"HLOOKUP(AU$371,'Appendix D'!$A$1:$DF$336,$AG275,FALSE)","v":{"$error":"#N/A"}},{"$f":"HLOOKUP(AV$371,'Appendix D'!$A$1:$DF$336,$AG275,FALSE)","v":{"$error":"#N/A"}},{"$f":"HLOOKUP(AW$371,'Appendix D'!$A$1:$DF$336,$AG275,FALSE)","v":{"$error":"#N/A"}},{"$f":"HLOOKUP(AX$371,'Appendix D'!$A$1:$DF$336,$AG275,FALSE)","v":{"$error":"#N/A"}},{"$f":"HLOOKUP(AY$371,'Appendix D'!$A$1:$DF$336,$AG275,FALSE)","v":{"$error":"#N/A"}},{"$f":"HLOOKUP(AZ$371,'Appendix D'!$A$1:$DF$336,$AG275,FALSE)","v":{"$error":"#N/A"}},{"$f":"HLOOKUP(BA$371,'Appendix D'!$A$1:$DF$336,$AG275,FALSE)","v":{"$error":"#N/A"}},{"$f":"HLOOKUP(BB$371,'Appendix D'!$A$1:$DF$336,$AG275,FALSE)","v":{"$error":"#N/A"}},6]
[null,null,null,null,null,null,null,null,null,null,null,null,null,null,null,null,null,null,null,null,null,null,null,null,null,null,null,null,{"$f":"IF(AC273>5,AC272+5,AC272)","v":0},{"$f":"IF(AC270>95,98,AC276+5)","v":5},null,null,243,55,{"$f":"HLOOKUP(AI$371,'Appendix D'!$A$1:$DF$336,$AG276,FALSE)","v":{"$error":"#N/A"}},{"$f":"HLOOKUP(AJ$371,'Appendix D'!$A$1:$DF$336,$AG276,FALSE)","v":{"$error":"#N/A"}},{"$f":"HLOOKUP(AK$371,'Appendix D'!$A$1:$DF$336,$AG276,FALSE)","v":{"$error":"#N/A"}},{"$f":"HLOOKUP(AL$371,'Appendix D'!$A$1:$DF$336,$AG276,FALSE)","v":{"$error":"#N/A"}},{"$f":"HLOOKUP(AM$371,'Appendix D'!$A$1:$DF$336,$AG276,FALSE)","v":{"$error":"#N/A"}},{"$f":"HLOOKUP(AN$371,'Appendix D'!$A$1:$DF$336,$AG276,FALSE)","v":{"$error":"#N/A"}},{"$f":"HLOOKUP(AO$371,'Appendix D'!$A$1:$DF$336,$AG276,FALSE)","v":{"$error":"#N/A"}},{"$f":"HLOOKUP(AP$371,'Appendix D'!$A$1:$DF$336,$AG276,FALSE)","v":{"$error":"#N/A"}},{"$f":"HLOOKUP(AQ$371,'Appendix D'!$A$1:$DF$336,$AG276,FALSE)","v":{"$error":"#N/A"}},{"$f":"HLOOKUP(AR$371,'Appendix D'!$A$1:$DF$336,$AG276,FALSE)","v":{"$error":"#N/A"}},{"$f":"HLOOKUP(AS$371,'Appendix D'!$A$1:$DF$336,$AG276,FALSE)","v":{"$error":"#N/A"}},{"$f":"HLOOKUP(AT$371,'Appendix D'!$A$1:$DF$336,$AG276,FALSE)","v":{"$error":"#N/A"}},{"$f":"HLOOKUP(AU$371,'Appendix D'!$A$1:$DF$336,$AG276,FALSE)","v":{"$error":"#N/A"}},{"$f":"HLOOKUP(AV$371,'Appendix D'!$A$1:$DF$336,$AG276,FALSE)","v":{"$error":"#N/A"}},{"$f":"HLOOKUP(AW$371,'Appendix D'!$A$1:$DF$336,$AG276,FALSE)","v":{"$error":"#N/A"}},{"$f":"HLOOKUP(AX$371,'Appendix D'!$A$1:$DF$336,$AG276,FALSE)","v":{"$error":"#N/A"}},{"$f":"HLOOKUP(AY$371,'Appendix D'!$A$1:$DF$336,$AG276,FALSE)","v":{"$error":"#N/A"}},{"$f":"HLOOKUP(AZ$371,'Appendix D'!$A$1:$DF$336,$AG276,FALSE)","v":{"$error":"#N/A"}},{"$f":"HLOOKUP(BA$371,'Appendix D'!$A$1:$DF$336,$AG276,FALSE)","v":{"$error":"#N/A"}},{"$f":"HLOOKUP(BB$371,'Appendix D'!$A$1:$DF$336,$AG276,FALSE)","v":{"$error":"#N/A"}},7]
[null,null,null,null,null,null,null,null,null,null,null,null,null,null,null,null,null,null,null,null,null,null,null,null,null,null,null,{"$f":"IF(AD273>5,AD272+5,AD272)","v":0},{"$f":"IF(AB277=0,0,HLOOKUP(AB277,AH270:BC285,AE272,TRUE))","v":0},{"$f":"IF(AB277=0,0,HLOOKUP(AB277,AH270:BC285,AE273,TRUE))","v":0},null,null,244,60,{"$f":"HLOOKUP(AI$371,'Appendix D'!$A$1:$DF$336,$AG277,FALSE)","v":{"$error":"#N/A"}},{"$f":"HLOOKUP(AJ$371,'Appendix D'!$A$1:$DF$336,$AG277,FALSE)","v":{"$error":"#N/A"}},{"$f":"HLOOKUP(AK$371,'Appendix D'!$A$1:$DF$336,$AG277,FALSE)","v":{"$error":"#N/A"}},{"$f":"HLOOKUP(AL$371,'Appendix D'!$A$1:$DF$336,$AG277,FALSE)","v":{"$error":"#N/A"}},{"$f":"HLOOKUP(AM$371,'Appendix D'!$A$1:$DF$336,$AG277,FALSE)","v":{"$error":"#N/A"}},{"$f":"HLOOKUP(AN$371,'Appendix D'!$A$1:$DF$336,$AG277,FALSE)","v":{"$error":"#N/A"}},{"$f":"HLOOKUP(AO$371,'Appendix D'!$A$1:$DF$336,$AG277,FALSE)","v":{"$error":"#N/A"}},{"$f":"HLOOKUP(AP$371,'Appendix D'!$A$1:$DF$336,$AG277,FALSE)","v":{"$error":"#N/A"}},{"$f":"HLOOKUP(AQ$371,'Appendix D'!$A$1:$DF$336,$AG277,FALSE)","v":{"$error":"#N/A"}},{"$f":"HLOOKUP(AR$371,'Appendix D'!$A$1:$DF$336,$AG277,FALSE)","v":{"$error":"#N/A"}},{"$f":"HLOOKUP(AS$371,'Appendix D'!$A$1:$DF$336,$AG277,FALSE)","v":{"$error":"#N/A"}},{"$f":"HLOOKUP(AT$371,'Appendix D'!$A$1:$DF$336,$AG277,FALSE)","v":{"$error":"#N/A"}},{"$f":"HLOOKUP(AU$371,'Appendix D'!$A$1:$DF$336,$AG277,FALSE)","v":{"$error":"#N/A"}},{"$f":"HLOOKUP(AV$371,'Appendix D'!$A$1:$DF$336,$AG277,FALSE)","v":{"$error":"#N/A"}},{"$f":"HLOOKUP(AW$371,'Appendix D'!$A$1:$DF$336,$AG277,FALSE)","v":{"$error":"#N/A"}},{"$f":"HLOOKUP(AX$371,'Appendix D'!$A$1:$DF$336,$AG277,FALSE)","v":{"$error":"#N/A"}},{"$f":"HLOOKUP(AY$371,'Appendix D'!$A$1:$DF$336,$AG277,FALSE)","v":{"$error":"#N/A"}},{"$f":"HLOOKUP(AZ$371,'Appendix D'!$A$1:$DF$336,$AG277,FALSE)","v":{"$error":"#N/A"}},{"$f":"HLOOKUP(BA$371,'Appendix D'!$A$1:$DF$336,$AG277,FALSE)","v":{"$error":"#N/A"}},{"$f":"HLOOKUP(BB$371,'Appendix D'!$A$1:$DF$336,$AG277,FALSE)","v":{"$error":"#N/A"}},8]
[null,null,null,null,null,null,null,null,null,null,null,null,null,null,null,null,null,null,null,null,null,null,null,null,null,null,null,{"$f":"AB277+5","v":5},{"$f":"HLOOKUP(AB278,AH270:BC285,AE272,TRUE)","v":{"$error":"#REF!"}},{"$f":"HLOOKUP(AB278,AH270:BC285,AE273,TRUE)","v":{"$error":"#REF!"}},null,null,245,65,{"$f":"HLOOKUP(AI$371,'Appendix D'!$A$1:$DF$336,$AG278,FALSE)","v":{"$error":"#N/A"}},{"$f":"HLOOKUP(AJ$371,'Appendix D'!$A$1:$DF$336,$AG278,FALSE)","v":{"$error":"#N/A"}},{"$f":"HLOOKUP(AK$371,'Appendix D'!$A$1:$DF$336,$AG278,FALSE)","v":{"$error":"#N/A"}},{"$f":"HLOOKUP(AL$371,'Appendix D'!$A$1:$DF$336,$AG278,FALSE)","v":{"$error":"#N/A"}},{"$f":"HLOOKUP(AM$371,'Appendix D'!$A$1:$DF$336,$AG278,FALSE)","v":{"$error":"#N/A"}},{"$f":"HLOOKUP(AN$371,'Appendix D'!$A$1:$DF$336,$AG278,FALSE)","v":{"$error":"#N/A"}},{"$f":"HLOOKUP(AO$371,'Appendix D'!$A$1:$DF$336,$AG278,FALSE)","v":{"$error":"#N/A"}},{"$f":"HLOOKUP(AP$371,'Appendix D'!$A$1:$DF$336,$AG278,FALSE)","v":{"$error":"#N/A"}},{"$f":"HLOOKUP(AQ$371,'Appendix D'!$A$1:$DF$336,$AG278,FALSE)","v":{"$error":"#N/A"}},{"$f":"HLOOKUP(AR$371,'Appendix D'!$A$1:$DF$336,$AG278,FALSE)","v":{"$error":"#N/A"}},{"$f":"HLOOKUP(AS$371,'Appendix D'!$A$1:$DF$336,$AG278,FALSE)","v":{"$error":"#N/A"}},{"$f":"HLOOKUP(AT$371,'Appendix D'!$A$1:$DF$336,$AG278,FALSE)","v":{"$error":"#N/A"}},{"$f":"HLOOKUP(AU$371,'Appendix D'!$A$1:$DF$336,$AG278,FALSE)","v":{"$error":"#N/A"}},{"$f":"HLOOKUP(AV$371,'Appendix D'!$A$1:$DF$336,$AG278,FALSE)","v":{"$error":"#N/A"}},{"$f":"HLOOKUP(AW$371,'Appendix D'!$A$1:$DF$336,$AG278,FALSE)","v":{"$error":"#N/A"}},{"$f":"HLOOKUP(AX$371,'Appendix D'!$A$1:$DF$336,$AG278,FALSE)","v":{"$error":"#N/A"}},{"$f":"HLOOKUP(AY$371,'Appendix D'!$A$1:$DF$336,$AG278,FALSE)","v":{"$error":"#N/A"}},{"$f":"HLOOKUP(AZ$371,'Appendix D'!$A$1:$DF$336,$AG278,FALSE)","v":{"$error":"#N/A"}},{"$f":"HLOOKUP(BA$371,'Appendix D'!$A$1:$DF$336,$AG278,FALSE)","v":{"$error":"#N/A"}},{"$f":"HLOOKUP(BB$371,'Appendix D'!$A$1:$DF$336,$AG278,FALSE)","v":{"$error":"#N/A"}},9]
[null,null,null,null,null,null,null,null,null,null,null,null,null,null,null,null,null,null,null,null,null,null,null,null,null,null,null,null,null,null,null,null,246,70,{"$f":"HLOOKUP(AI$371,'Appendix D'!$A$1:$DF$336,$AG279,FALSE)","v":{"$error":"#N/A"}},{"$f":"HLOOKUP(AJ$371,'Appendix D'!$A$1:$DF$336,$AG279,FALSE)","v":{"$error":"#N/A"}},{"$f":"HLOOKUP(AK$371,'Appendix D'!$A$1:$DF$336,$AG279,FALSE)","v":{"$error":"#N/A"}},{"$f":"HLOOKUP(AL$371,'Appendix D'!$A$1:$DF$336,$AG279,FALSE)","v":{"$error":"#N/A"}},{"$f":"HLOOKUP(AM$371,'Appendix D'!$A$1:$DF$336,$AG279,FALSE)","v":{"$error":"#N/A"}},{"$f":"HLOOKUP(AN$371,'Appendix D'!$A$1:$DF$336,$AG279,FALSE)","v":{"$error":"#N/A"}},{"$f":"HLOOKUP(AO$371,'Appendix D'!$A$1:$DF$336,$AG279,FALSE)","v":{"$error":"#N/A"}},{"$f":"HLOOKUP(AP$371,'Appendix D'!$A$1:$DF$336,$AG279,FALSE)","v":{"$error":"#N/A"}},{"$f":"HLOOKUP(AQ$371,'Appendix D'!$A$1:$DF$336,$AG279,FALSE)","v":{"$error":"#N/A"}},{"$f":"HLOOKUP(AR$371,'Appendix D'!$A$1:$DF$336,$AG279,FALSE)","v":{"$error":"#N/A"}},{"$f":"HLOOKUP(AS$371,'Appendix D'!$A$1:$DF$336,$AG279,FALSE)","v":{"$error":"#N/A"}},{"$f":"HLOOKUP(AT$371,'Appendix D'!$A$1:$DF$336,$AG279,FALSE)","v":{"$error":"#N/A"}},{"$f":"HLOOKUP(AU$371,'Appendix D'!$A$1:$DF$336,$AG279,FALSE)","v":{"$error":"#N/A"}},{"$f":"HLOOKUP(AV$371,'Appendix D'!$A$1:$DF$336,$AG279,FALSE)","v":{"$error":"#N/A"}},{"$f":"HLOOKUP(AW$371,'Appendix D'!$A$1:$DF$336,$AG279,FALSE)","v":{"$error":"#N/A"}},{"$f":"HLOOKUP(AX$371,'Appendix D'!$A$1:$DF$336,$AG279,FALSE)","v":{"$error":"#N/A"}},{"$f":"HLOOKUP(AY$371,'Appendix D'!$A$1:$DF$336,$AG279,FALSE)","v":{"$error":"#N/A"}},{"$f":"HLOOKUP(AZ$371,'Appendix D'!$A$1:$DF$336,$AG279,FALSE)","v":{"$error":"#N/A"}},{"$f":"HLOOKUP(BA$371,'Appendix D'!$A$1:$DF$336,$AG279,FALSE)","v":{"$error":"#N/A"}},{"$f":"HLOOKUP(BB$371,'Appendix D'!$A$1:$DF$336,$AG279,FALSE)","v":{"$error":"#N/A"}},10]
[null,null,null,null,null,null,null,null,null,null,null,null,null,null,null,null,null,null,null,null,null,null,null,null,null,null,null,null,{"$f":"AC270","v":0},null,null,null,247,75,{"$f":"HLOOKUP(AI$371,'Appendix D'!$A$1:$DF$336,$AG280,FALSE)","v":{"$error":"#N/A"}},{"$f":"HLOOKUP(AJ$371,'Appendix D'!$A$1:$DF$336,$AG280,FALSE)","v":{"$error":"#N/A"}},{"$f":"HLOOKUP(AK$371,'Appendix D'!$A$1:$DF$336,$AG280,FALSE)","v":{"$error":"#N/A"}},{"$f":"HLOOKUP(AL$371,'Appendix D'!$A$1:$DF$336,$AG280,FALSE)","v":{"$error":"#N/A"}},{"$f":"HLOOKUP(AM$371,'Appendix D'!$A$1:$DF$336,$AG280,FALSE)","v":{"$error":"#N/A"}},{"$f":"HLOOKUP(AN$371,'Appendix D'!$A$1:$DF$336,$AG280,FALSE)","v":{"$error":"#N/A"}},{"$f":"HLOOKUP(AO$371,'Appendix D'!$A$1:$DF$336,$AG280,FALSE)","v":{"$error":"#N/A"}},{"$f":"HLOOKUP(AP$371,'Appendix D'!$A$1:$DF$336,$AG280,FALSE)","v":{"$error":"#N/A"}},{"$f":"HLOOKUP(AQ$371,'Appendix D'!$A$1:$DF$336,$AG280,FALSE)","v":{"$error":"#N/A"}},{"$f":"HLOOKUP(AR$371,'Appendix D'!$A$1:$DF$336,$AG280,FALSE)","v":{"$error":"#N/A"}},{"$f":"HLOOKUP(AS$371,'Appendix D'!$A$1:$DF$336,$AG280,FALSE)","v":{"$error":"#N/A"}},{"$f":"HLOOKUP(AT$371,'Appendix D'!$A$1:$DF$336,$AG280,FALSE)","v":{"$error":"#N/A"}},{"$f":"HLOOKUP(AU$371,'Appendix D'!$A$1:$DF$336,$AG280,FALSE)","v":{"$error":"#N/A"}},{"$f":"HLOOKUP(AV$371,'Appendix D'!$A$1:$DF$336,$AG280,FALSE)","v":{"$error":"#N/A"}},{"$f":"HLOOKUP(AW$371,'Appendix D'!$A$1:$DF$336,$AG280,FALSE)","v":{"$error":"#N/A"}},{"$f":"HLOOKUP(AX$371,'Appendix D'!$A$1:$DF$336,$AG280,FALSE)","v":{"$error":"#N/A"}},{"$f":"HLOOKUP(AY$371,'Appendix D'!$A$1:$DF$336,$AG280,FALSE)","v":{"$error":"#N/A"}},{"$f":"HLOOKUP(AZ$371,'Appendix D'!$A$1:$DF$336,$AG280,FALSE)","v":{"$error":"#N/A"}},{"$f":"HLOOKUP(BA$371,'Appendix D'!$A$1:$DF$336,$AG280,FALSE)","v":{"$error":"#N/A"}},{"$f":"HLOOKUP(BB$371,'Appendix D'!$A$1:$DF$336,$AG280,FALSE)","v":{"$error":"#N/A"}},11]
[null,null,null,null,null,null,null,null,null,null,null,null,null,null,null,null,null,null,null,null,null,null,null,null,null,null,null,{"$f":"AB277","v":0},{"$f":"(AC277+((AD277-AC277)/(AD276-AC276)*(AC270-AC276)))","v":0},null,null,null,248,80,{"$f":"HLOOKUP(AI$371,'Appendix D'!$A$1:$DF$336,$AG281,FALSE)","v":{"$error":"#N/A"}},{"$f":"HLOOKUP(AJ$371,'Appendix D'!$A$1:$DF$336,$AG281,FALSE)","v":{"$error":"#N/A"}},{"$f":"HLOOKUP(AK$371,'Appendix D'!$A$1:$DF$336,$AG281,FALSE)","v":{"$error":"#N/A"}},{"$f":"HLOOKUP(AL$371,'Appendix D'!$A$1:$DF$336,$AG281,FALSE)","v":{"$error":"#N/A"}},{"$f":"HLOOKUP(AM$371,'Appendix D'!$A$1:$DF$336,$AG281,FALSE)","v":{"$error":"#N/A"}},{"$f":"HLOOKUP(AN$371,'Appendix D'!$A$1:$DF$336,$AG281,FALSE)","v":{"$error":"#N/A"}},{"$f":"HLOOKUP(AO$371,'Appendix D'!$A$1:$DF$336,$AG281,FALSE)","v":{"$error":"#N/A"}},{"$f":"HLOOKUP(AP$371,'Appendix D'!$A$1:$DF$336,$AG281,FALSE)","v":{"$error":"#N/A"}},{"$f":"HLOOKUP(AQ$371,'Appendix D'!$A$1:$DF$336,$AG281,FALSE)","v":{"$error":"#N/A"}},{"$f":"HLOOKUP(AR$371,'Appendix D'!$A$1:$DF$336,$AG281,FALSE)","v":{"$error":"#N/A"}},{"$f":"HLOOKUP(AS$371,'Appendix D'!$A$1:$DF$336,$AG281,FALSE)","v":{"$error":"#N/A"}},{"$f":"HLOOKUP(AT$371,'Appendix D'!$A$1:$DF$336,$AG281,FALSE)","v":{"$error":"#N/A"}},{"$f":"HLOOKUP(AU$371,'Appendix D'!$A$1:$DF$336,$AG281,FALSE)","v":{"$error":"#N/A"}},{"$f":"HLOOKUP(AV$371,'Appendix D'!$A$1:$DF$336,$AG281,FALSE)","v":{"$error":"#N/A"}},{"$f":"HLOOKUP(AW$371,'Appendix D'!$A$1:$DF$336,$AG281,FALSE)","v":{"$error":"#N/A"}},{"$f":"HLOOKUP(AX$371,'Appendix D'!$A$1:$DF$336,$AG281,FALSE)","v":{"$error":"#N/A"}},{"$f":"HLOOKUP(AY$371,'Appendix D'!$A$1:$DF$336,$AG281,FALSE)","v":{"$error":"#N/A"}},{"$f":"HLOOKUP(AZ$371,'Appendix D'!$A$1:$DF$336,$AG281,FALSE)","v":{"$error":"#N/A"}},{"$f":"HLOOKUP(BA$371,'Appendix D'!$A$1:$DF$336,$AG281,FALSE)","v":{"$error":"#N/A"}},{"$f":"HLOOKUP(BB$371,'Appendix D'!$A$1:$DF$336,$AG281,FALSE)","v":{"$error":"#N/A"}},12]
[null,null,null,null,null,null,null,null,null,null,null,null,null,null,null,null,null,null,null,null,null,null,null,null,null,null,null,{"$f":"AB278","v":5},{"$f":"(AC278+((AD278-AC278)/(AD276-AC276)*(AC270-AC276)))","v":{"$error":"#REF!"}},null,null,null,249,85,{"$f":"HLOOKUP(AI$371,'Appendix D'!$A$1:$DF$336,$AG282,FALSE)","v":{"$error":"#N/A"}},{"$f":"HLOOKUP(AJ$371,'Appendix D'!$A$1:$DF$336,$AG282,FALSE)","v":{"$error":"#N/A"}},{"$f":"HLOOKUP(AK$371,'Appendix D'!$A$1:$DF$336,$AG282,FALSE)","v":{"$error":"#N/A"}},{"$f":"HLOOKUP(AL$371,'Appendix D'!$A$1:$DF$336,$AG282,FALSE)","v":{"$error":"#N/A"}},{"$f":"HLOOKUP(AM$371,'Appendix D'!$A$1:$DF$336,$AG282,FALSE)","v":{"$error":"#N/A"}},{"$f":"HLOOKUP(AN$371,'Appendix D'!$A$1:$DF$336,$AG282,FALSE)","v":{"$error":"#N/A"}},{"$f":"HLOOKUP(AO$371,'Appendix D'!$A$1:$DF$336,$AG282,FALSE)","v":{"$error":"#N/A"}},{"$f":"HLOOKUP(AP$371,'Appendix D'!$A$1:$DF$336,$AG282,FALSE)","v":{"$error":"#N/A"}},{"$f":"HLOOKUP(AQ$371,'Appendix D'!$A$1:$DF$336,$AG282,FALSE)","v":{"$error":"#N/A"}},{"$f":"HLOOKUP(AR$371,'Appendix D'!$A$1:$DF$336,$AG282,FALSE)","v":{"$error":"#N/A"}},{"$f":"HLOOKUP(AS$371,'Appendix D'!$A$1:$DF$336,$AG282,FALSE)","v":{"$error":"#N/A"}},{"$f":"HLOOKUP(AT$371,'Appendix D'!$A$1:$DF$336,$AG282,FALSE)","v":{"$error":"#N/A"}},{"$f":"HLOOKUP(AU$371,'Appendix D'!$A$1:$DF$336,$AG282,FALSE)","v":{"$error":"#N/A"}},{"$f":"HLOOKUP(AV$371,'Appendix D'!$A$1:$DF$336,$AG282,FALSE)","v":{"$error":"#N/A"}},{"$f":"HLOOKUP(AW$371,'Appendix D'!$A$1:$DF$336,$AG282,FALSE)","v":{"$error":"#N/A"}},{"$f":"HLOOKUP(AX$371,'Appendix D'!$A$1:$DF$336,$AG282,FALSE)","v":{"$error":"#N/A"}},{"$f":"HLOOKUP(AY$371,'Appendix D'!$A$1:$DF$336,$AG282,FALSE)","v":{"$error":"#N/A"}},{"$f":"HLOOKUP(AZ$371,'Appendix D'!$A$1:$DF$336,$AG282,FALSE)","v":{"$error":"#N/A"}},{"$f":"HLOOKUP(BA$371,'Appendix D'!$A$1:$DF$336,$AG282,FALSE)","v":{"$error":"#N/A"}},{"$f":"HLOOKUP(BB$371,'Appendix D'!$A$1:$DF$336,$AG282,FALSE)","v":{"$error":"#N/A"}},13]
[null,null,null,null,null,null,null,null,null,null,null,null,null,null,null,null,null,null,null,null,null,null,null,null,null,null,null,null,null,null,null,null,250,90,{"$f":"HLOOKUP(AI$371,'Appendix D'!$A$1:$DF$336,$AG283,FALSE)","v":{"$error":"#N/A"}},{"$f":"HLOOKUP(AJ$371,'Appendix D'!$A$1:$DF$336,$AG283,FALSE)","v":{"$error":"#N/A"}},{"$f":"HLOOKUP(AK$371,'Appendix D'!$A$1:$DF$336,$AG283,FALSE)","v":{"$error":"#N/A"}},{"$f":"HLOOKUP(AL$371,'Appendix D'!$A$1:$DF$336,$AG283,FALSE)","v":{"$error":"#N/A"}},{"$f":"HLOOKUP(AM$371,'Appendix D'!$A$1:$DF$336,$AG283,FALSE)","v":{"$error":"#N/A"}},{"$f":"HLOOKUP(AN$371,'Appendix D'!$A$1:$DF$336,$AG283,FALSE)","v":{"$error":"#N/A"}},{"$f":"HLOOKUP(AO$371,'Appendix D'!$A$1:$DF$336,$AG283,FALSE)","v":{"$error":"#N/A"}},{"$f":"HLOOKUP(AP$371,'Appendix D'!$A$1:$DF$336,$AG283,FALSE)","v":{"$error":"#N/A"}},{"$f":"HLOOKUP(AQ$371,'Appendix D'!$A$1:$DF$336,$AG283,FALSE)","v":{"$error":"#N/A"}},{"$f":"HLOOKUP(AR$371,'Appendix D'!$A$1:$DF$336,$AG283,FALSE)","v":{"$error":"#N/A"}},{"$f":"HLOOKUP(AS$371,'Appendix D'!$A$1:$DF$336,$AG283,FALSE)","v":{"$error":"#N/A"}},{"$f":"HLOOKUP(AT$371,'Appendix D'!$A$1:$DF$336,$AG283,FALSE)","v":{"$error":"#N/A"}},{"$f":"HLOOKUP(AU$371,'Appendix D'!$A$1:$DF$336,$AG283,FALSE)","v":{"$error":"#N/A"}},{"$f":"HLOOKUP(AV$371,'Appendix D'!$A$1:$DF$336,$AG283,FALSE)","v":{"$error":"#N/A"}},{"$f":"HLOOKUP(AW$371,'Appendix D'!$A$1:$DF$336,$AG283,FALSE)","v":{"$error":"#N/A"}},{"$f":"HLOOKUP(AX$371,'Appendix D'!$A$1:$DF$336,$AG283,FALSE)","v":{"$error":"#N/A"}},{"$f":"HLOOKUP(AY$371,'Appendix D'!$A$1:$DF$336,$AG283,FALSE)","v":{"$error":"#N/A"}},{"$f":"HLOOKUP(AZ$371,'Appendix D'!$A$1:$DF$336,$AG283,FALSE)","v":{"$error":"#N/A"}},{"$f":"HLOOKUP(BA$371,'Appendix D'!$A$1:$DF$336,$AG283,FALSE)","v":{"$error":"#N/A"}},{"$f":"HLOOKUP(BB$371,'Appendix D'!$A$1:$DF$336,$AG283,FALSE)","v":{"$error":"#N/A"}},14]
[null,null,null,null,null,null,null,null,null,null,null,null,null,null,null,null,null,null,null,null,null,null,null,null,null,null,null,null,{"$f":"AC280","v":0},null,null,null,251,95,{"$f":"HLOOKUP(AI$371,'Appendix D'!$A$1:$DF$336,$AG284,FALSE)","v":{"$error":"#N/A"}},{"$f":"HLOOKUP(AJ$371,'Appendix D'!$A$1:$DF$336,$AG284,FALSE)","v":{"$error":"#N/A"}},{"$f":"HLOOKUP(AK$371,'Appendix D'!$A$1:$DF$336,$AG284,FALSE)","v":{"$error":"#N/A"}},{"$f":"HLOOKUP(AL$371,'Appendix D'!$A$1:$DF$336,$AG284,FALSE)","v":{"$error":"#N/A"}},{"$f":"HLOOKUP(AM$371,'Appendix D'!$A$1:$DF$336,$AG284,FALSE)","v":{"$error":"#N/A"}},{"$f":"HLOOKUP(AN$371,'Appendix D'!$A$1:$DF$336,$AG284,FALSE)","v":{"$error":"#N/A"}},{"$f":"HLOOKUP(AO$371,'Appendix D'!$A$1:$DF$336,$AG284,FALSE)","v":{"$error":"#N/A"}},{"$f":"HLOOKUP(AP$371,'Appendix D'!$A$1:$DF$336,$AG284,FALSE)","v":{"$error":"#N/A"}},{"$f":"HLOOKUP(AQ$371,'Appendix D'!$A$1:$DF$336,$AG284,FALSE)","v":{"$error":"#N/A"}},{"$f":"HLOOKUP(AR$371,'Appendix D'!$A$1:$DF$336,$AG284,FALSE)","v":{"$error":"#N/A"}},{"$f":"HLOOKUP(AS$371,'Appendix D'!$A$1:$DF$336,$AG284,FALSE)","v":{"$error":"#N/A"}},{"$f":"HLOOKUP(AT$371,'Appendix D'!$A$1:$DF$336,$AG284,FALSE)","v":{"$error":"#N/A"}},{"$f":"HLOOKUP(AU$371,'Appendix D'!$A$1:$DF$336,$AG284,FALSE)","v":{"$error":"#N/A"}},{"$f":"HLOOKUP(AV$371,'Appendix D'!$A$1:$DF$336,$AG284,FALSE)","v":{"$error":"#N/A"}},{"$f":"HLOOKUP(AW$371,'Appendix D'!$A$1:$DF$336,$AG284,FALSE)","v":{"$error":"#N/A"}},{"$f":"HLOOKUP(AX$371,'Appendix D'!$A$1:$DF$336,$AG284,FALSE)","v":{"$error":"#N/A"}},{"$f":"HLOOKUP(AY$371,'Appendix D'!$A$1:$DF$336,$AG284,FALSE)","v":{"$error":"#N/A"}},{"$f":"HLOOKUP(AZ$371,'Appendix D'!$A$1:$DF$336,$AG284,FALSE)","v":{"$error":"#N/A"}},{"$f":"HLOOKUP(BA$371,'Appendix D'!$A$1:$DF$336,$AG284,FALSE)","v":{"$error":"#N/A"}},{"$f":"HLOOKUP(BB$371,'Appendix D'!$A$1:$DF$336,$AG284,FALSE)","v":{"$error":"#N/A"}},15]
[null,null,null,null,null,null,null,null,null,null,null,null,null,null,null,null,null,null,null,null,null,null,null,null,null,null,null,{"$f":"AD270","v":5},{"$f":"(AC281+((AC282-AC281)/(AB282-AB281)*(AB285-AB281)))","v":{"$error":"#REF!"}},null,null,null,252,98,{"$f":"HLOOKUP(AI$371,'Appendix D'!$A$1:$DF$336,$AG285,FALSE)","v":{"$error":"#N/A"}},{"$f":"HLOOKUP(AJ$371,'Appendix D'!$A$1:$DF$336,$AG285,FALSE)","v":{"$error":"#N/A"}},{"$f":"HLOOKUP(AK$371,'Appendix D'!$A$1:$DF$336,$AG285,FALSE)","v":{"$error":"#N/A"}},{"$f":"HLOOKUP(AL$371,'Appendix D'!$A$1:$DF$336,$AG285,FALSE)","v":{"$error":"#N/A"}},{"$f":"HLOOKUP(AM$371,'Appendix D'!$A$1:$DF$336,$AG285,FALSE)","v":{"$error":"#N/A"}},{"$f":"HLOOKUP(AN$371,'Appendix D'!$A$1:$DF$336,$AG285,FALSE)","v":{"$error":"#N/A"}},{"$f":"HLOOKUP(AO$371,'Appendix D'!$A$1:$DF$336,$AG285,FALSE)","v":{"$error":"#N/A"}},{"$f":"HLOOKUP(AP$371,'Appendix D'!$A$1:$DF$336,$AG285,FALSE)","v":{"$error":"#N/A"}},{"$f":"HLOOKUP(AQ$371,'Appendix D'!$A$1:$DF$336,$AG285,FALSE)","v":{"$error":"#N/A"}},{"$f":"HLOOKUP(AR$371,'Appendix D'!$A$1:$DF$336,$AG285,FALSE)","v":{"$error":"#N/A"}},{"$f":"HLOOKUP(AS$371,'Appendix D'!$A$1:$DF$336,$AG285,FALSE)","v":{"$error":"#N/A"}},{"$f":"HLOOKUP(AT$371,'Appendix D'!$A$1:$DF$336,$AG285,FALSE)","v":{"$error":"#N/A"}},{"$f":"HLOOKUP(AU$371,'Appendix D'!$A$1:$DF$336,$AG285,FALSE)","v":{"$error":"#N/A"}},{"$f":"HLOOKUP(AV$371,'Appendix D'!$A$1:$DF$336,$AG285,FALSE)","v":{"$error":"#N/A"}},{"$f":"HLOOKUP(AW$371,'Appendix D'!$A$1:$DF$336,$AG285,FALSE)","v":{"$error":"#N/A"}},{"$f":"HLOOKUP(AX$371,'Appendix D'!$A$1:$DF$336,$AG285,FALSE)","v":{"$error":"#N/A"}},{"$f":"HLOOKUP(AY$371,'Appendix D'!$A$1:$DF$336,$AG285,FALSE)","v":{"$error":"#N/A"}},{"$f":"HLOOKUP(AZ$371,'Appendix D'!$A$1:$DF$336,$AG285,FALSE)","v":{"$error":"#N/A"}},{"$f":"HLOOKUP(BA$371,'Appendix D'!$A$1:$DF$336,$AG285,FALSE)","v":{"$error":"#N/A"}},{"$f":"HLOOKUP(BB$371,'Appendix D'!$A$1:$DF$336,$AG285,FALSE)","v":{"$error":"#N/A"}},16]
[]
[null,null,null,null,null,null,null,null,null,null,null,null,null,null,null,null,null,null,null,null,null,null,null,null,null,null,null,"3.25 INCH RETENTION EFFICIENCY INTERPOLATION",null,null,null,null,null,{"$f":"$AH$25","v":0},null,null,null,null,"Mean Annual Mass Removal Efficiencies for 3.25-inches of Retention "]
[]
[null,null,null,null,null,null,null,null,null,null,null,null,null,null,null,null,null,null,null,null,null,null,null,null,null,null,null,"POST","CN","DCIA"]
[null,null,null,null,null,null,null,null,null,null,null,null,null,null,null,null,null,null,null,null,null,null,null,null,null,null,null,null,null,null,null,null,null,"NDCIA CN","Percent DCIA"]
[null,null,null,null,null,null,null,null,null,null,null,null,null,null,null,null,null,null,null,null,null,null,null,null,null,null,null,null,{"$f":"'Watershed Characteristics'!$AA$47","v":0},{"$f":"IF('Watershed Characteristics'!$AA$48<5, 5, 'Watershed Characteristics'!$AA$48)","v":5},null,null,null,null,5,10,15,20,25,30,35,40,45,50,55,60,65,70,75,80,85,90,95,100]
[null,null,null,null,null,null,null,null,null,null,null,null,null,null,null,null,null,null,null,null,null,null,null,null,null,null,null,null,null,null,null,null,259,30,{"$f":"HLOOKUP(AI$371,'Appendix D'!$A$1:$DF$336,$AG292,FALSE)","v":{"$error":"#N/A"}},{"$f":"HLOOKUP(AJ$371,'Appendix D'!$A$1:$DF$336,$AG292,FALSE)","v":{"$error":"#N/A"}},{"$f":"HLOOKUP(AK$371,'Appendix D'!$A$1:$DF$336,$AG292,FALSE)","v":{"$error":"#N/A"}},{"$f":"HLOOKUP(AL$371,'Appendix D'!$A$1:$DF$336,$AG292,FALSE)","v":{"$error":"#N/A"}},{"$f":"HLOOKUP(AM$371,'Appendix D'!$A$1:$DF$336,$AG292,FALSE)","v":{"$error":"#N/A"}},{"$f":"HLOOKUP(AN$371,'Appendix D'!$A$1:$DF$336,$AG292,FALSE)","v":{"$error":"#N/A"}},{"$f":"HLOOKUP(AO$371,'Appendix D'!$A$1:$DF$336,$AG292,FALSE)","v":{"$error":"#N/A"}},{"$f":"HLOOKUP(AP$371,'Appendix D'!$A$1:$DF$336,$AG292,FALSE)","v":{"$error":"#N/A"}},{"$f":"HLOOKUP(AQ$371,'Appendix D'!$A$1:$DF$336,$AG292,FALSE)","v":{"$error":"#N/A"}},{"$f":"HLOOKUP(AR$371,'Appendix D'!$A$1:$DF$336,$AG292,FALSE)","v":{"$error":"#N/A"}},{"$f":"HLOOKUP(AS$371,'Appendix D'!$A$1:$DF$336,$AG292,FALSE)","v":{"$error":"#N/A"}},{"$f":"HLOOKUP(AT$371,'Appendix D'!$A$1:$DF$336,$AG292,FALSE)","v":{"$error":"#N/A"}},{"$f":"HLOOKUP(AU$371,'Appendix D'!$A$1:$DF$336,$AG292,FALSE)","v":{"$error":"#N/A"}},{"$f":"HLOOKUP(AV$371,'Appendix D'!$A$1:$DF$336,$AG292,FALSE)","v":{"$error":"#N/A"}},{"$f":"HLOOKUP(AW$371,'Appendix D'!$A$1:$DF$336,$AG292,FALSE)","v":{"$error":"#N/A"}},{"$f":"HLOOKUP(AX$371,'Appendix D'!$A$1:$DF$336,$AG292,FALSE)","v":{"$error":"#N/A"}},{"$f":"HLOOKUP(AY$371,'Appendix D'!$A$1:$DF$336,$AG292,FALSE)","v":{"$error":"#N/A"}},{"$f":"HLOOKUP(AZ$371,'Appendix D'!$A$1:$DF$336,$AG292,FALSE)","v":{"$error":"#N/A"}},{"$f":"HLOOKUP(BA$371,'Appendix D'!$A$1:$DF$336,$AG292,FALSE)","v":{"$error":"#N/A"}},{"$f":"HLOOKUP(BB$371,'Appendix D'!$A$1:$DF$336,$AG292,FALSE)","v":{"$error":"#N/A"}},2]
[null,null,null,null,null,null,null,null,null,null,null,null,null,null,null,null,null,null,null,null,null,null,null,null,null,null,null,"R.Down:",{"$f":"(ROUNDDOWN(AC291/10,0)*10)","v":0},{"$f":"(ROUNDDOWN(AD291/10,0)*10)","v":0},{"$f":"AE41","v":{"$error":"#N/A"}},null,260,35,{"$f":"HLOOKUP(AI$371,'Appendix D'!$A$1:$DF$336,$AG293,FALSE)","v":{"$error":"#N/A"}},{"$f":"HLOOKUP(AJ$371,'Appendix D'!$A$1:$DF$336,$AG293,FALSE)","v":{"$error":"#N/A"}},{"$f":"HLOOKUP(AK$371,'Appendix D'!$A$1:$DF$336,$AG293,FALSE)","v":{"$error":"#N/A"}},{"$f":"HLOOKUP(AL$371,'Appendix D'!$A$1:$DF$336,$AG293,FALSE)","v":{"$error":"#N/A"}},{"$f":"HLOOKUP(AM$371,'Appendix D'!$A$1:$DF$336,$AG293,FALSE)","v":{"$error":"#N/A"}},{"$f":"HLOOKUP(AN$371,'Appendix D'!$A$1:$DF$336,$AG293,FALSE)","v":{"$error":"#N/A"}},{"$f":"HLOOKUP(AO$371,'Appendix D'!$A$1:$DF$336,$AG293,FALSE)","v":{"$error":"#N/A"}},{"$f":"HLOOKUP(AP$371,'Appendix D'!$A$1:$DF$336,$AG293,FALSE)","v":{"$error":"#N/A"}},{"$f":"HLOOKUP(AQ$371,'Appendix D'!$A$1:$DF$336,$AG293,FALSE)","v":{"$error":"#N/A"}},{"$f":"HLOOKUP(AR$371,'Appendix D'!$A$1:$DF$336,$AG293,FALSE)","v":{"$error":"#N/A"}},{"$f":"HLOOKUP(AS$371,'Appendix D'!$A$1:$DF$336,$AG293,FALSE)","v":{"$error":"#N/A"}},{"$f":"HLOOKUP(AT$371,'Appendix D'!$A$1:$DF$336,$AG293,FALSE)","v":{"$error":"#N/A"}},{"$f":"HLOOKUP(AU$371,'Appendix D'!$A$1:$DF$336,$AG293,FALSE)","v":{"$error":"#N/A"}},{"$f":"HLOOKUP(AV$371,'Appendix D'!$A$1:$DF$336,$AG293,FALSE)","v":{"$error":"#N/A"}},{"$f":"HLOOKUP(AW$371,'Appendix D'!$A$1:$DF$336,$AG293,FALSE)","v":{"$error":"#N/A"}},{"$f":"HLOOKUP(AX$371,'Appendix D'!$A$1:$DF$336,$AG293,FALSE)","v":{"$error":"#N/A"}},{"$f":"HLOOKUP(AY$371,'Appendix D'!$A$1:$DF$336,$AG293,FALSE)","v":{"$error":"#N/A"}},{"$f":"HLOOKUP(AZ$371,'Appendix D'!$A$1:$DF$336,$AG293,FALSE)","v":{"$error":"#N/A"}},{"$f":"HLOOKUP(BA$371,'Appendix D'!$A$1:$DF$336,$AG293,FALSE)","v":{"$error":"#N/A"}},{"$f":"HLOOKUP(BB$371,'Appendix D'!$A$1:$DF$336,$AG293,FALSE)","v":{"$error":"#N/A"}},3]
[null,null,null,null,null,null,null,null,null,null,null,null,null,null,null,null,null,null,null,null,null,null,null,null,null,null,null,"Diff:",{"$f":"AC291-AC293","v":0},{"$f":"AD291-AD293","v":5},{"$f":"AE42","v":{"$error":"#N/A"}},null,261,40,{"$f":"HLOOKUP(AI$371,'Appendix D'!$A$1:$DF$336,$AG294,FALSE)","v":{"$error":"#N/A"}},{"$f":"HLOOKUP(AJ$371,'Appendix D'!$A$1:$DF$336,$AG294,FALSE)","v":{"$error":"#N/A"}},{"$f":"HLOOKUP(AK$371,'Appendix D'!$A$1:$DF$336,$AG294,FALSE)","v":{"$error":"#N/A"}},{"$f":"HLOOKUP(AL$371,'Appendix D'!$A$1:$DF$336,$AG294,FALSE)","v":{"$error":"#N/A"}},{"$f":"HLOOKUP(AM$371,'Appendix D'!$A$1:$DF$336,$AG294,FALSE)","v":{"$error":"#N/A"}},{"$f":"HLOOKUP(AN$371,'Appendix D'!$A$1:$DF$336,$AG294,FALSE)","v":{"$error":"#N/A"}},{"$f":"HLOOKUP(AO$371,'Appendix D'!$A$1:$DF$336,$AG294,FALSE)","v":{"$error":"#N/A"}},{"$f":"HLOOKUP(AP$371,'Appendix D'!$A$1:$DF$336,$AG294,FALSE)","v":{"$error":"#N/A"}},{"$f":"HLOOKUP(AQ$371,'Appendix D'!$A$1:$DF$336,$AG294,FALSE)","v":{"$error":"#N/A"}},{"$f":"HLOOKUP(AR$371,'Appendix D'!$A$1:$DF$336,$AG294,FALSE)","v":{"$error":"#N/A"}},{"$f":"HLOOKUP(AS$371,'Appendix D'!$A$1:$DF$336,$AG294,FALSE)","v":{"$error":"#N/A"}},{"$f":"HLOOKUP(AT$371,'Appendix D'!$A$1:$DF$336,$AG294,FALSE)","v":{"$error":"#N/A"}},{"$f":"HLOOKUP(AU$371,'Appendix D'!$A$1:$DF$336,$AG294,FALSE)","v":{"$error":"#N/A"}},{"$f":"HLOOKUP(AV$371,'Appendix D'!$A$1:$DF$336,$AG294,FALSE)","v":{"$error":"#N/A"}},{"$f":"HLOOKUP(AW$371,'Appendix D'!$A$1:$DF$336,$AG294,FALSE)","v":{"$error":"#N/A"}},{"$f":"HLOOKUP(AX$371,'Appendix D'!$A$1:$DF$336,$AG294,FALSE)","v":{"$error":"#N/A"}},{"$f":"HLOOKUP(AY$371,'Appendix D'!$A$1:$DF$336,$AG294,FALSE)","v":{"$error":"#N/A"}},{"$f":"HLOOKUP(AZ$371,'Appendix D'!$A$1:$DF$336,$AG294,FALSE)","v":{"$error":"#N/A"}},{"$f":"HLOOKUP(BA$371,'Appendix D'!$A$1:$DF$336,$AG294,FALSE)","v":{"$error":"#N/A"}},{"$f":"HLOOKUP(BB$371,'Appendix D'!$A$1:$DF$336,$AG294,FALSE)","v":{"$error":"#N/A"}},4]
[null,null,null,null,null,null,null,null,null,null,null,null,null,null,null,null,null,null,null,null,null,null,null,null,null,null,null,null,null,null,{"$f":"AE43","v":{"$error":"#N/A"}},null,262,45,{"$f":"HLOOKUP(AI$371,'Appendix D'!$A$1:$DF$336,$AG295,FALSE)","v":{"$error":"#N/A"}},{"$f":"HLOOKUP(AJ$371,'Appendix D'!$A$1:$DF$336,$AG295,FALSE)","v":{"$error":"#N/A"}},{"$f":"HLOOKUP(AK$371,'Appendix D'!$A$1:$DF$336,$AG295,FALSE)","v":{"$error":"#N/A"}},{"$f":"HLOOKUP(AL$371,'Appendix D'!$A$1:$DF$336,$AG295,FALSE)","v":{"$error":"#N/A"}},{"$f":"HLOOKUP(AM$371,'Appendix D'!$A$1:$DF$336,$AG295,FALSE)","v":{"$error":"#N/A"}},{"$f":"HLOOKUP(AN$371,'Appendix D'!$A$1:$DF$336,$AG295,FALSE)","v":{"$error":"#N/A"}},{"$f":"HLOOKUP(AO$371,'Appendix D'!$A$1:$DF$336,$AG295,FALSE)","v":{"$error":"#N/A"}},{"$f":"HLOOKUP(AP$371,'Appendix D'!$A$1:$DF$336,$AG295,FALSE)","v":{"$error":"#N/A"}},{"$f":"HLOOKUP(AQ$371,'Appendix D'!$A$1:$DF$336,$AG295,FALSE)","v":{"$error":"#N/A"}},{"$f":"HLOOKUP(AR$371,'Appendix D'!$A$1:$DF$336,$AG295,FALSE)","v":{"$error":"#N/A"}},{"$f":"HLOOKUP(AS$371,'Appendix D'!$A$1:$DF$336,$AG295,FALSE)","v":{"$error":"#N/A"}},{"$f":"HLOOKUP(AT$371,'Appendix D'!$A$1:$DF$336,$AG295,FALSE)","v":{"$error":"#N/A"}},{"$f":"HLOOKUP(AU$371,'Appendix D'!$A$1:$DF$336,$AG295,FALSE)","v":{"$error":"#N/A"}},{"$f":"HLOOKUP(AV$371,'Appendix D'!$A$1:$DF$336,$AG295,FALSE)","v":{"$error":"#N/A"}},{"$f":"HLOOKUP(AW$371,'Appendix D'!$A$1:$DF$336,$AG295,FALSE)","v":{"$error":"#N/A"}},{"$f":"HLOOKUP(AX$371,'Appendix D'!$A$1:$DF$336,$AG295,FALSE)","v":{"$error":"#N/A"}},{"$f":"HLOOKUP(AY$371,'Appendix D'!$A$1:$DF$336,$AG295,FALSE)","v":{"$error":"#N/A"}},{"$f":"HLOOKUP(AZ$371,'Appendix D'!$A$1:$DF$336,$AG295,FALSE)","v":{"$error":"#N/A"}},{"$f":"HLOOKUP(BA$371,'Appendix D'!$A$1:$DF$336,$AG295,FALSE)","v":{"$error":"#N/A"}},{"$f":"HLOOKUP(BB$371,'Appendix D'!$A$1:$DF$336,$AG295,FALSE)","v":{"$error":"#N/A"}},5]
[null,null,null,null,null,null,null,null,null,null,null,null,null,null,null,null,null,null,null,null,null,null,null,null,null,null,null,null,null,null,{"$f":"AE44","v":{"$error":"#N/A"}},null,263,50,{"$f":"HLOOKUP(AI$371,'Appendix D'!$A$1:$DF$336,$AG296,FALSE)","v":{"$error":"#N/A"}},{"$f":"HLOOKUP(AJ$371,'Appendix D'!$A$1:$DF$336,$AG296,FALSE)","v":{"$error":"#N/A"}},{"$f":"HLOOKUP(AK$371,'Appendix D'!$A$1:$DF$336,$AG296,FALSE)","v":{"$error":"#N/A"}},{"$f":"HLOOKUP(AL$371,'Appendix D'!$A$1:$DF$336,$AG296,FALSE)","v":{"$error":"#N/A"}},{"$f":"HLOOKUP(AM$371,'Appendix D'!$A$1:$DF$336,$AG296,FALSE)","v":{"$error":"#N/A"}},{"$f":"HLOOKUP(AN$371,'Appendix D'!$A$1:$DF$336,$AG296,FALSE)","v":{"$error":"#N/A"}},{"$f":"HLOOKUP(AO$371,'Appendix D'!$A$1:$DF$336,$AG296,FALSE)","v":{"$error":"#N/A"}},{"$f":"HLOOKUP(AP$371,'Appendix D'!$A$1:$DF$336,$AG296,FALSE)","v":{"$error":"#N/A"}},{"$f":"HLOOKUP(AQ$371,'Appendix D'!$A$1:$DF$336,$AG296,FALSE)","v":{"$error":"#N/A"}},{"$f":"HLOOKUP(AR$371,'Appendix D'!$A$1:$DF$336,$AG296,FALSE)","v":{"$error":"#N/A"}},{"$f":"HLOOKUP(AS$371,'Appendix D'!$A$1:$DF$336,$AG296,FALSE)","v":{"$error":"#N/A"}},{"$f":"HLOOKUP(AT$371,'Appendix D'!$A$1:$DF$336,$AG296,FALSE)","v":{"$error":"#N/A"}},{"$f":"HLOOKUP(AU$371,'Appendix D'!$A$1:$DF$336,$AG296,FALSE)","v":{"$error":"#N/A"}},{"$f":"HLOOKUP(AV$371,'Appendix D'!$A$1:$DF$336,$AG296,FALSE)","v":{"$error":"#N/A"}},{"$f":"HLOOKUP(AW$371,'Appendix D'!$A$1:$DF$336,$AG296,FALSE)","v":{"$error":"#N/A"}},{"$f":"HLOOKUP(AX$371,'Appendix D'!$A$1:$DF$336,$AG296,FALSE)","v":{"$error":"#N/A"}},{"$f":"HLOOKUP(AY$371,'Appendix D'!$A$1:$DF$336,$AG296,FALSE)","v":{"$error":"#N/A"}},{"$f":"HLOOKUP(AZ$371,'Appendix D'!$A$1:$DF$336,$AG296,FALSE)","v":{"$error":"#N/A"}},{"$f":"HLOOKUP(BA$371,'Appendix D'!$A$1:$DF$336,$AG296,FALSE)","v":{"$error":"#N/A"}},{"$f":"HLOOKUP(BB$371,'Appendix D'!$A$1:$DF$336,$AG296,FALSE)","v":{"$error":"#N/A"}},6]
[null,null,null,null,null,null,null,null,null,null,null,null,null,null,null,null,null,null,null,null,null,null,null,null,null,null,null,null,{"$f":"IF(AC294>5,AC293+5,AC293)","v":0},{"$f":"IF(AC291>95,98,AC297+5)","v":5},null,null,264,55,{"$f":"HLOOKUP(AI$371,'Appendix D'!$A$1:$DF$336,$AG297,FALSE)","v":{"$error":"#N/A"}},{"$f":"HLOOKUP(AJ$371,'Appendix D'!$A$1:$DF$336,$AG297,FALSE)","v":{"$error":"#N/A"}},{"$f":"HLOOKUP(AK$371,'Appendix D'!$A$1:$DF$336,$AG297,FALSE)","v":{"$error":"#N/A"}},{"$f":"HLOOKUP(AL$371,'Appendix D'!$A$1:$DF$336,$AG297,FALSE)","v":{"$error":"#N/A"}},{"$f":"HLOOKUP(AM$371,'Appendix D'!$A$1:$DF$336,$AG297,FALSE)","v":{"$error":"#N/A"}},{"$f":"HLOOKUP(AN$371,'Appendix D'!$A$1:$DF$336,$AG297,FALSE)","v":{"$error":"#N/A"}},{"$f":"HLOOKUP(AO$371,'Appendix D'!$A$1:$DF$336,$AG297,FALSE)","v":{"$error":"#N/A"}},{"$f":"HLOOKUP(AP$371,'Appendix D'!$A$1:$DF$336,$AG297,FALSE)","v":{"$error":"#N/A"}},{"$f":"HLOOKUP(AQ$371,'Appendix D'!$A$1:$DF$336,$AG297,FALSE)","v":{"$error":"#N/A"}},{"$f":"HLOOKUP(AR$371,'Appendix D'!$A$1:$DF$336,$AG297,FALSE)","v":{"$error":"#N/A"}},{"$f":"HLOOKUP(AS$371,'Appendix D'!$A$1:$DF$336,$AG297,FALSE)","v":{"$error":"#N/A"}},{"$f":"HLOOKUP(AT$371,'Appendix D'!$A$1:$DF$336,$AG297,FALSE)","v":{"$error":"#N/A"}},{"$f":"HLOOKUP(AU$371,'Appendix D'!$A$1:$DF$336,$AG297,FALSE)","v":{"$error":"#N/A"}},{"$f":"HLOOKUP(AV$371,'Appendix D'!$A$1:$DF$336,$AG297,FALSE)","v":{"$error":"#N/A"}},{"$f":"HLOOKUP(AW$371,'Appendix D'!$A$1:$DF$336,$AG297,FALSE)","v":{"$error":"#N/A"}},{"$f":"HLOOKUP(AX$371,'Appendix D'!$A$1:$DF$336,$AG297,FALSE)","v":{"$error":"#N/A"}},{"$f":"HLOOKUP(AY$371,'Appendix D'!$A$1:$DF$336,$AG297,FALSE)","v":{"$error":"#N/A"}},{"$f":"HLOOKUP(AZ$371,'Appendix D'!$A$1:$DF$336,$AG297,FALSE)","v":{"$error":"#N/A"}},{"$f":"HLOOKUP(BA$371,'Appendix D'!$A$1:$DF$336,$AG297,FALSE)","v":{"$error":"#N/A"}},{"$f":"HLOOKUP(BB$371,'Appendix D'!$A$1:$DF$336,$AG297,FALSE)","v":{"$error":"#N/A"}},7]
[null,null,null,null,null,null,null,null,null,null,null,null,null,null,null,null,null,null,null,null,null,null,null,null,null,null,null,{"$f":"IF(AD294>5,AD293+5,AD293)","v":0},{"$f":"IF(AB298=0,0,HLOOKUP(AB298,AH291:BC306,AE293,TRUE))","v":0},{"$f":"IF(AB298=0,0,HLOOKUP(AB298,AH291:BC306,AE294,TRUE))","v":0},null,null,265,60,{"$f":"HLOOKUP(AI$371,'Appendix D'!$A$1:$DF$336,$AG298,FALSE)","v":{"$error":"#N/A"}},{"$f":"HLOOKUP(AJ$371,'Appendix D'!$A$1:$DF$336,$AG298,FALSE)","v":{"$error":"#N/A"}},{"$f":"HLOOKUP(AK$371,'Appendix D'!$A$1:$DF$336,$AG298,FALSE)","v":{"$error":"#N/A"}},{"$f":"HLOOKUP(AL$371,'Appendix D'!$A$1:$DF$336,$AG298,FALSE)","v":{"$error":"#N/A"}},{"$f":"HLOOKUP(AM$371,'Appendix D'!$A$1:$DF$336,$AG298,FALSE)","v":{"$error":"#N/A"}},{"$f":"HLOOKUP(AN$371,'Appendix D'!$A$1:$DF$336,$AG298,FALSE)","v":{"$error":"#N/A"}},{"$f":"HLOOKUP(AO$371,'Appendix D'!$A$1:$DF$336,$AG298,FALSE)","v":{"$error":"#N/A"}},{"$f":"HLOOKUP(AP$371,'Appendix D'!$A$1:$DF$336,$AG298,FALSE)","v":{"$error":"#N/A"}},{"$f":"HLOOKUP(AQ$371,'Appendix D'!$A$1:$DF$336,$AG298,FALSE)","v":{"$error":"#N/A"}},{"$f":"HLOOKUP(AR$371,'Appendix D'!$A$1:$DF$336,$AG298,FALSE)","v":{"$error":"#N/A"}},{"$f":"HLOOKUP(AS$371,'Appendix D'!$A$1:$DF$336,$AG298,FALSE)","v":{"$error":"#N/A"}},{"$f":"HLOOKUP(AT$371,'Appendix D'!$A$1:$DF$336,$AG298,FALSE)","v":{"$error":"#N/A"}},{"$f":"HLOOKUP(AU$371,'Appendix D'!$A$1:$DF$336,$AG298,FALSE)","v":{"$error":"#N/A"}},{"$f":"HLOOKUP(AV$371,'Appendix D'!$A$1:$DF$336,$AG298,FALSE)","v":{"$error":"#N/A"}},{"$f":"HLOOKUP(AW$371,'Appendix D'!$A$1:$DF$336,$AG298,FALSE)","v":{"$error":"#N/A"}},{"$f":"HLOOKUP(AX$371,'Appendix D'!$A$1:$DF$336,$AG298,FALSE)","v":{"$error":"#N/A"}},{"$f":"HLOOKUP(AY$371,'Appendix D'!$A$1:$DF$336,$AG298,FALSE)","v":{"$error":"#N/A"}},{"$f":"HLOOKUP(AZ$371,'Appendix D'!$A$1:$DF$336,$AG298,FALSE)","v":{"$error":"#N/A"}},{"$f":"HLOOKUP(BA$371,'Appendix D'!$A$1:$DF$336,$AG298,FALSE)","v":{"$error":"#N/A"}},{"$f":"HLOOKUP(BB$371,'Appendix D'!$A$1:$DF$336,$AG298,FALSE)","v":{"$error":"#N/A"}},8]
[null,null,null,null,null,null,null,null,null,null,null,null,null,null,null,null,null,null,null,null,null,null,null,null,null,null,null,{"$f":"AB298+5","v":5},{"$f":"HLOOKUP(AB299,AH291:BC306,AE293,TRUE)","v":{"$error":"#REF!"}},{"$f":"HLOOKUP(AB299,AH291:BC306,AE294,TRUE)","v":{"$error":"#REF!"}},null,null,266,65,{"$f":"HLOOKUP(AI$371,'Appendix D'!$A$1:$DF$336,$AG299,FALSE)","v":{"$error":"#N/A"}},{"$f":"HLOOKUP(AJ$371,'Appendix D'!$A$1:$DF$336,$AG299,FALSE)","v":{"$error":"#N/A"}},{"$f":"HLOOKUP(AK$371,'Appendix D'!$A$1:$DF$336,$AG299,FALSE)","v":{"$error":"#N/A"}},{"$f":"HLOOKUP(AL$371,'Appendix D'!$A$1:$DF$336,$AG299,FALSE)","v":{"$error":"#N/A"}},{"$f":"HLOOKUP(AM$371,'Appendix D'!$A$1:$DF$336,$AG299,FALSE)","v":{"$error":"#N/A"}},{"$f":"HLOOKUP(AN$371,'Appendix D'!$A$1:$DF$336,$AG299,FALSE)","v":{"$error":"#N/A"}},{"$f":"HLOOKUP(AO$371,'Appendix D'!$A$1:$DF$336,$AG299,FALSE)","v":{"$error":"#N/A"}},{"$f":"HLOOKUP(AP$371,'Appendix D'!$A$1:$DF$336,$AG299,FALSE)","v":{"$error":"#N/A"}},{"$f":"HLOOKUP(AQ$371,'Appendix D'!$A$1:$DF$336,$AG299,FALSE)","v":{"$error":"#N/A"}},{"$f":"HLOOKUP(AR$371,'Appendix D'!$A$1:$DF$336,$AG299,FALSE)","v":{"$error":"#N/A"}},{"$f":"HLOOKUP(AS$371,'Appendix D'!$A$1:$DF$336,$AG299,FALSE)","v":{"$error":"#N/A"}},{"$f":"HLOOKUP(AT$371,'Appendix D'!$A$1:$DF$336,$AG299,FALSE)","v":{"$error":"#N/A"}},{"$f":"HLOOKUP(AU$371,'Appendix D'!$A$1:$DF$336,$AG299,FALSE)","v":{"$error":"#N/A"}},{"$f":"HLOOKUP(AV$371,'Appendix D'!$A$1:$DF$336,$AG299,FALSE)","v":{"$error":"#N/A"}},{"$f":"HLOOKUP(AW$371,'Appendix D'!$A$1:$DF$336,$AG299,FALSE)","v":{"$error":"#N/A"}},{"$f":"HLOOKUP(AX$371,'Appendix D'!$A$1:$DF$336,$AG299,FALSE)","v":{"$error":"#N/A"}},{"$f":"HLOOKUP(AY$371,'Appendix D'!$A$1:$DF$336,$AG299,FALSE)","v":{"$error":"#N/A"}},{"$f":"HLOOKUP(AZ$371,'Appendix D'!$A$1:$DF$336,$AG299,FALSE)","v":{"$error":"#N/A"}},{"$f":"HLOOKUP(BA$371,'Appendix D'!$A$1:$DF$336,$AG299,FALSE)","v":{"$error":"#N/A"}},{"$f":"HLOOKUP(BB$371,'Appendix D'!$A$1:$DF$336,$AG299,FALSE)","v":{"$error":"#N/A"}},9]
[null,null,null,null,null,null,null,null,null,null,null,null,null,null,null,null,null,null,null,null,null,null,null,null,null,null,null,null,null,null,null,null,267,70,{"$f":"HLOOKUP(AI$371,'Appendix D'!$A$1:$DF$336,$AG300,FALSE)","v":{"$error":"#N/A"}},{"$f":"HLOOKUP(AJ$371,'Appendix D'!$A$1:$DF$336,$AG300,FALSE)","v":{"$error":"#N/A"}},{"$f":"HLOOKUP(AK$371,'Appendix D'!$A$1:$DF$336,$AG300,FALSE)","v":{"$error":"#N/A"}},{"$f":"HLOOKUP(AL$371,'Appendix D'!$A$1:$DF$336,$AG300,FALSE)","v":{"$error":"#N/A"}},{"$f":"HLOOKUP(AM$371,'Appendix D'!$A$1:$DF$336,$AG300,FALSE)","v":{"$error":"#N/A"}},{"$f":"HLOOKUP(AN$371,'Appendix D'!$A$1:$DF$336,$AG300,FALSE)","v":{"$error":"#N/A"}},{"$f":"HLOOKUP(AO$371,'Appendix D'!$A$1:$DF$336,$AG300,FALSE)","v":{"$error":"#N/A"}},{"$f":"HLOOKUP(AP$371,'Appendix D'!$A$1:$DF$336,$AG300,FALSE)","v":{"$error":"#N/A"}},{"$f":"HLOOKUP(AQ$371,'Appendix D'!$A$1:$DF$336,$AG300,FALSE)","v":{"$error":"#N/A"}},{"$f":"HLOOKUP(AR$371,'Appendix D'!$A$1:$DF$336,$AG300,FALSE)","v":{"$error":"#N/A"}},{"$f":"HLOOKUP(AS$371,'Appendix D'!$A$1:$DF$336,$AG300,FALSE)","v":{"$error":"#N/A"}},{"$f":"HLOOKUP(AT$371,'Appendix D'!$A$1:$DF$336,$AG300,FALSE)","v":{"$error":"#N/A"}},{"$f":"HLOOKUP(AU$371,'Appendix D'!$A$1:$DF$336,$AG300,FALSE)","v":{"$error":"#N/A"}},{"$f":"HLOOKUP(AV$371,'Appendix D'!$A$1:$DF$336,$AG300,FALSE)","v":{"$error":"#N/A"}},{"$f":"HLOOKUP(AW$371,'Appendix D'!$A$1:$DF$336,$AG300,FALSE)","v":{"$error":"#N/A"}},{"$f":"HLOOKUP(AX$371,'Appendix D'!$A$1:$DF$336,$AG300,FALSE)","v":{"$error":"#N/A"}},{"$f":"HLOOKUP(AY$371,'Appendix D'!$A$1:$DF$336,$AG300,FALSE)","v":{"$error":"#N/A"}},{"$f":"HLOOKUP(AZ$371,'Appendix D'!$A$1:$DF$336,$AG300,FALSE)","v":{"$error":"#N/A"}},{"$f":"HLOOKUP(BA$371,'Appendix D'!$A$1:$DF$336,$AG300,FALSE)","v":{"$error":"#N/A"}},{"$f":"HLOOKUP(BB$371,'Appendix D'!$A$1:$DF$336,$AG300,FALSE)","v":{"$error":"#N/A"}},10]
[null,null,null,null,null,null,null,null,null,null,null,null,null,null,null,null,null,null,null,null,null,null,null,null,null,null,null,null,{"$f":"AC291","v":0},null,null,null,268,75,{"$f":"HLOOKUP(AI$371,'Appendix D'!$A$1:$DF$336,$AG301,FALSE)","v":{"$error":"#N/A"}},{"$f":"HLOOKUP(AJ$371,'Appendix D'!$A$1:$DF$336,$AG301,FALSE)","v":{"$error":"#N/A"}},{"$f":"HLOOKUP(AK$371,'Appendix D'!$A$1:$DF$336,$AG301,FALSE)","v":{"$error":"#N/A"}},{"$f":"HLOOKUP(AL$371,'Appendix D'!$A$1:$DF$336,$AG301,FALSE)","v":{"$error":"#N/A"}},{"$f":"HLOOKUP(AM$371,'Appendix D'!$A$1:$DF$336,$AG301,FALSE)","v":{"$error":"#N/A"}},{"$f":"HLOOKUP(AN$371,'Appendix D'!$A$1:$DF$336,$AG301,FALSE)","v":{"$error":"#N/A"}},{"$f":"HLOOKUP(AO$371,'Appendix D'!$A$1:$DF$336,$AG301,FALSE)","v":{"$error":"#N/A"}},{"$f":"HLOOKUP(AP$371,'Appendix D'!$A$1:$DF$336,$AG301,FALSE)","v":{"$error":"#N/A"}},{"$f":"HLOOKUP(AQ$371,'Appendix D'!$A$1:$DF$336,$AG301,FALSE)","v":{"$error":"#N/A"}},{"$f":"HLOOKUP(AR$371,'Appendix D'!$A$1:$DF$336,$AG301,FALSE)","v":{"$error":"#N/A"}},{"$f":"HLOOKUP(AS$371,'Appendix D'!$A$1:$DF$336,$AG301,FALSE)","v":{"$error":"#N/A"}},{"$f":"HLOOKUP(AT$371,'Appendix D'!$A$1:$DF$336,$AG301,FALSE)","v":{"$error":"#N/A"}},{"$f":"HLOOKUP(AU$371,'Appendix D'!$A$1:$DF$336,$AG301,FALSE)","v":{"$error":"#N/A"}},{"$f":"HLOOKUP(AV$371,'Appendix D'!$A$1:$DF$336,$AG301,FALSE)","v":{"$error":"#N/A"}},{"$f":"HLOOKUP(AW$371,'Appendix D'!$A$1:$DF$336,$AG301,FALSE)","v":{"$error":"#N/A"}},{"$f":"HLOOKUP(AX$371,'Appendix D'!$A$1:$DF$336,$AG301,FALSE)","v":{"$error":"#N/A"}},{"$f":"HLOOKUP(AY$371,'Appendix D'!$A$1:$DF$336,$AG301,FALSE)","v":{"$error":"#N/A"}},{"$f":"HLOOKUP(AZ$371,'Appendix D'!$A$1:$DF$336,$AG301,FALSE)","v":{"$error":"#N/A"}},{"$f":"HLOOKUP(BA$371,'Appendix D'!$A$1:$DF$336,$AG301,FALSE)","v":{"$error":"#N/A"}},{"$f":"HLOOKUP(BB$371,'Appendix D'!$A$1:$DF$336,$AG301,FALSE)","v":{"$error":"#N/A"}},11]
[null,null,null,null,null,null,null,null,null,null,null,null,null,null,null,null,null,null,null,null,null,null,null,null,null,null,null,{"$f":"AB298","v":0},{"$f":"(AC298+((AD298-AC298)/(AD297-AC297)*(AC291-AC297)))","v":0},null,null,null,269,80,{"$f":"HLOOKUP(AI$371,'Appendix D'!$A$1:$DF$336,$AG302,FALSE)","v":{"$error":"#N/A"}},{"$f":"HLOOKUP(AJ$371,'Appendix D'!$A$1:$DF$336,$AG302,FALSE)","v":{"$error":"#N/A"}},{"$f":"HLOOKUP(AK$371,'Appendix D'!$A$1:$DF$336,$AG302,FALSE)","v":{"$error":"#N/A"}},{"$f":"HLOOKUP(AL$371,'Appendix D'!$A$1:$DF$336,$AG302,FALSE)","v":{"$error":"#N/A"}},{"$f":"HLOOKUP(AM$371,'Appendix D'!$A$1:$DF$336,$AG302,FALSE)","v":{"$error":"#N/A"}},{"$f":"HLOOKUP(AN$371,'Appendix D'!$A$1:$DF$336,$AG302,FALSE)","v":{"$error":"#N/A"}},{"$f":"HLOOKUP(AO$371,'Appendix D'!$A$1:$DF$336,$AG302,FALSE)","v":{"$error":"#N/A"}},{"$f":"HLOOKUP(AP$371,'Appendix D'!$A$1:$DF$336,$AG302,FALSE)","v":{"$error":"#N/A"}},{"$f":"HLOOKUP(AQ$371,'Appendix D'!$A$1:$DF$336,$AG302,FALSE)","v":{"$error":"#N/A"}},{"$f":"HLOOKUP(AR$371,'Appendix D'!$A$1:$DF$336,$AG302,FALSE)","v":{"$error":"#N/A"}},{"$f":"HLOOKUP(AS$371,'Appendix D'!$A$1:$DF$336,$AG302,FALSE)","v":{"$error":"#N/A"}},{"$f":"HLOOKUP(AT$371,'Appendix D'!$A$1:$DF$336,$AG302,FALSE)","v":{"$error":"#N/A"}},{"$f":"HLOOKUP(AU$371,'Appendix D'!$A$1:$DF$336,$AG302,FALSE)","v":{"$error":"#N/A"}},{"$f":"HLOOKUP(AV$371,'Appendix D'!$A$1:$DF$336,$AG302,FALSE)","v":{"$error":"#N/A"}},{"$f":"HLOOKUP(AW$371,'Appendix D'!$A$1:$DF$336,$AG302,FALSE)","v":{"$error":"#N/A"}},{"$f":"HLOOKUP(AX$371,'Appendix D'!$A$1:$DF$336,$AG302,FALSE)","v":{"$error":"#N/A"}},{"$f":"HLOOKUP(AY$371,'Appendix D'!$A$1:$DF$336,$AG302,FALSE)","v":{"$error":"#N/A"}},{"$f":"HLOOKUP(AZ$371,'Appendix D'!$A$1:$DF$336,$AG302,FALSE)","v":{"$error":"#N/A"}},{"$f":"HLOOKUP(BA$371,'Appendix D'!$A$1:$DF$336,$AG302,FALSE)","v":{"$error":"#N/A"}},{"$f":"HLOOKUP(BB$371,'Appendix D'!$A$1:$DF$336,$AG302,FALSE)","v":{"$error":"#N/A"}},12]
[null,null,null,null,null,null,null,null,null,null,null,null,null,null,null,null,null,null,null,null,null,null,null,null,null,null,null,{"$f":"AB299","v":5},{"$f":"(AC299+((AD299-AC299)/(AD297-AC297)*(AC291-AC297)))","v":{"$error":"#REF!"}},null,null,null,270,85,{"$f":"HLOOKUP(AI$371,'Appendix D'!$A$1:$DF$336,$AG303,FALSE)","v":{"$error":"#N/A"}},{"$f":"HLOOKUP(AJ$371,'Appendix D'!$A$1:$DF$336,$AG303,FALSE)","v":{"$error":"#N/A"}},{"$f":"HLOOKUP(AK$371,'Appendix D'!$A$1:$DF$336,$AG303,FALSE)","v":{"$error":"#N/A"}},{"$f":"HLOOKUP(AL$371,'Appendix D'!$A$1:$DF$336,$AG303,FALSE)","v":{"$error":"#N/A"}},{"$f":"HLOOKUP(AM$371,'Appendix D'!$A$1:$DF$336,$AG303,FALSE)","v":{"$error":"#N/A"}},{"$f":"HLOOKUP(AN$371,'Appendix D'!$A$1:$DF$336,$AG303,FALSE)","v":{"$error":"#N/A"}},{"$f":"HLOOKUP(AO$371,'Appendix D'!$A$1:$DF$336,$AG303,FALSE)","v":{"$error":"#N/A"}},{"$f":"HLOOKUP(AP$371,'Appendix D'!$A$1:$DF$336,$AG303,FALSE)","v":{"$error":"#N/A"}},{"$f":"HLOOKUP(AQ$371,'Appendix D'!$A$1:$DF$336,$AG303,FALSE)","v":{"$error":"#N/A"}},{"$f":"HLOOKUP(AR$371,'Appendix D'!$A$1:$DF$336,$AG303,FALSE)","v":{"$error":"#N/A"}},{"$f":"HLOOKUP(AS$371,'Appendix D'!$A$1:$DF$336,$AG303,FALSE)","v":{"$error":"#N/A"}},{"$f":"HLOOKUP(AT$371,'Appendix D'!$A$1:$DF$336,$AG303,FALSE)","v":{"$error":"#N/A"}},{"$f":"HLOOKUP(AU$371,'Appendix D'!$A$1:$DF$336,$AG303,FALSE)","v":{"$error":"#N/A"}},{"$f":"HLOOKUP(AV$371,'Appendix D'!$A$1:$DF$336,$AG303,FALSE)","v":{"$error":"#N/A"}},{"$f":"HLOOKUP(AW$371,'Appendix D'!$A$1:$DF$336,$AG303,FALSE)","v":{"$error":"#N/A"}},{"$f":"HLOOKUP(AX$371,'Appendix D'!$A$1:$DF$336,$AG303,FALSE)","v":{"$error":"#N/A"}},{"$f":"HLOOKUP(AY$371,'Appendix D'!$A$1:$DF$336,$AG303,FALSE)","v":{"$error":"#N/A"}},{"$f":"HLOOKUP(AZ$371,'Appendix D'!$A$1:$DF$336,$AG303,FALSE)","v":{"$error":"#N/A"}},{"$f":"HLOOKUP(BA$371,'Appendix D'!$A$1:$DF$336,$AG303,FALSE)","v":{"$error":"#N/A"}},{"$f":"HLOOKUP(BB$371,'Appendix D'!$A$1:$DF$336,$AG303,FALSE)","v":{"$error":"#N/A"}},13]
[null,null,null,null,null,null,null,null,null,null,null,null,null,null,null,null,null,null,null,null,null,null,null,null,null,null,null,null,null,null,null,null,271,90,{"$f":"HLOOKUP(AI$371,'Appendix D'!$A$1:$DF$336,$AG304,FALSE)","v":{"$error":"#N/A"}},{"$f":"HLOOKUP(AJ$371,'Appendix D'!$A$1:$DF$336,$AG304,FALSE)","v":{"$error":"#N/A"}},{"$f":"HLOOKUP(AK$371,'Appendix D'!$A$1:$DF$336,$AG304,FALSE)","v":{"$error":"#N/A"}},{"$f":"HLOOKUP(AL$371,'Appendix D'!$A$1:$DF$336,$AG304,FALSE)","v":{"$error":"#N/A"}},{"$f":"HLOOKUP(AM$371,'Appendix D'!$A$1:$DF$336,$AG304,FALSE)","v":{"$error":"#N/A"}},{"$f":"HLOOKUP(AN$371,'Appendix D'!$A$1:$DF$336,$AG304,FALSE)","v":{"$error":"#N/A"}},{"$f":"HLOOKUP(AO$371,'Appendix D'!$A$1:$DF$336,$AG304,FALSE)","v":{"$error":"#N/A"}},{"$f":"HLOOKUP(AP$371,'Appendix D'!$A$1:$DF$336,$AG304,FALSE)","v":{"$error":"#N/A"}},{"$f":"HLOOKUP(AQ$371,'Appendix D'!$A$1:$DF$336,$AG304,FALSE)","v":{"$error":"#N/A"}},{"$f":"HLOOKUP(AR$371,'Appendix D'!$A$1:$DF$336,$AG304,FALSE)","v":{"$error":"#N/A"}},{"$f":"HLOOKUP(AS$371,'Appendix D'!$A$1:$DF$336,$AG304,FALSE)","v":{"$error":"#N/A"}},{"$f":"HLOOKUP(AT$371,'Appendix D'!$A$1:$DF$336,$AG304,FALSE)","v":{"$error":"#N/A"}},{"$f":"HLOOKUP(AU$371,'Appendix D'!$A$1:$DF$336,$AG304,FALSE)","v":{"$error":"#N/A"}},{"$f":"HLOOKUP(AV$371,'Appendix D'!$A$1:$DF$336,$AG304,FALSE)","v":{"$error":"#N/A"}},{"$f":"HLOOKUP(AW$371,'Appendix D'!$A$1:$DF$336,$AG304,FALSE)","v":{"$error":"#N/A"}},{"$f":"HLOOKUP(AX$371,'Appendix D'!$A$1:$DF$336,$AG304,FALSE)","v":{"$error":"#N/A"}},{"$f":"HLOOKUP(AY$371,'Appendix D'!$A$1:$DF$336,$AG304,FALSE)","v":{"$error":"#N/A"}},{"$f":"HLOOKUP(AZ$371,'Appendix D'!$A$1:$DF$336,$AG304,FALSE)","v":{"$error":"#N/A"}},{"$f":"HLOOKUP(BA$371,'Appendix D'!$A$1:$DF$336,$AG304,FALSE)","v":{"$error":"#N/A"}},{"$f":"HLOOKUP(BB$371,'Appendix D'!$A$1:$DF$336,$AG304,FALSE)","v":{"$error":"#N/A"}},14]
[null,null,null,null,null,null,null,null,null,null,null,null,null,null,null,null,null,null,null,null,null,null,null,null,null,null,null,null,{"$f":"AC301","v":0},null,null,null,272,95,{"$f":"HLOOKUP(AI$371,'Appendix D'!$A$1:$DF$336,$AG305,FALSE)","v":{"$error":"#N/A"}},{"$f":"HLOOKUP(AJ$371,'Appendix D'!$A$1:$DF$336,$AG305,FALSE)","v":{"$error":"#N/A"}},{"$f":"HLOOKUP(AK$371,'Appendix D'!$A$1:$DF$336,$AG305,FALSE)","v":{"$error":"#N/A"}},{"$f":"HLOOKUP(AL$371,'Appendix D'!$A$1:$DF$336,$AG305,FALSE)","v":{"$error":"#N/A"}},{"$f":"HLOOKUP(AM$371,'Appendix D'!$A$1:$DF$336,$AG305,FALSE)","v":{"$error":"#N/A"}},{"$f":"HLOOKUP(AN$371,'Appendix D'!$A$1:$DF$336,$AG305,FALSE)","v":{"$error":"#N/A"}},{"$f":"HLOOKUP(AO$371,'Appendix D'!$A$1:$DF$336,$AG305,FALSE)","v":{"$error":"#N/A"}},{"$f":"HLOOKUP(AP$371,'Appendix D'!$A$1:$DF$336,$AG305,FALSE)","v":{"$error":"#N/A"}},{"$f":"HLOOKUP(AQ$371,'Appendix D'!$A$1:$DF$336,$AG305,FALSE)","v":{"$error":"#N/A"}},{"$f":"HLOOKUP(AR$371,'Appendix D'!$A$1:$DF$336,$AG305,FALSE)","v":{"$error":"#N/A"}},{"$f":"HLOOKUP(AS$371,'Appendix D'!$A$1:$DF$336,$AG305,FALSE)","v":{"$error":"#N/A"}},{"$f":"HLOOKUP(AT$371,'Appendix D'!$A$1:$DF$336,$AG305,FALSE)","v":{"$error":"#N/A"}},{"$f":"HLOOKUP(AU$371,'Appendix D'!$A$1:$DF$336,$AG305,FALSE)","v":{"$error":"#N/A"}},{"$f":"HLOOKUP(AV$371,'Appendix D'!$A$1:$DF$336,$AG305,FALSE)","v":{"$error":"#N/A"}},{"$f":"HLOOKUP(AW$371,'Appendix D'!$A$1:$DF$336,$AG305,FALSE)","v":{"$error":"#N/A"}},{"$f":"HLOOKUP(AX$371,'Appendix D'!$A$1:$DF$336,$AG305,FALSE)","v":{"$error":"#N/A"}},{"$f":"HLOOKUP(AY$371,'Appendix D'!$A$1:$DF$336,$AG305,FALSE)","v":{"$error":"#N/A"}},{"$f":"HLOOKUP(AZ$371,'Appendix D'!$A$1:$DF$336,$AG305,FALSE)","v":{"$error":"#N/A"}},{"$f":"HLOOKUP(BA$371,'Appendix D'!$A$1:$DF$336,$AG305,FALSE)","v":{"$error":"#N/A"}},{"$f":"HLOOKUP(BB$371,'Appendix D'!$A$1:$DF$336,$AG305,FALSE)","v":{"$error":"#N/A"}},15]
[null,null,null,null,null,null,null,null,null,null,null,null,null,null,null,null,null,null,null,null,null,null,null,null,null,null,null,{"$f":"AD291","v":5},{"$f":"(AC302+((AC303-AC302)/(AB303-AB302)*(AB306-AB302)))","v":{"$error":"#REF!"}},null,null,null,273,98,{"$f":"HLOOKUP(AI$371,'Appendix D'!$A$1:$DF$336,$AG306,FALSE)","v":{"$error":"#N/A"}},{"$f":"HLOOKUP(AJ$371,'Appendix D'!$A$1:$DF$336,$AG306,FALSE)","v":{"$error":"#N/A"}},{"$f":"HLOOKUP(AK$371,'Appendix D'!$A$1:$DF$336,$AG306,FALSE)","v":{"$error":"#N/A"}},{"$f":"HLOOKUP(AL$371,'Appendix D'!$A$1:$DF$336,$AG306,FALSE)","v":{"$error":"#N/A"}},{"$f":"HLOOKUP(AM$371,'Appendix D'!$A$1:$DF$336,$AG306,FALSE)","v":{"$error":"#N/A"}},{"$f":"HLOOKUP(AN$371,'Appendix D'!$A$1:$DF$336,$AG306,FALSE)","v":{"$error":"#N/A"}},{"$f":"HLOOKUP(AO$371,'Appendix D'!$A$1:$DF$336,$AG306,FALSE)","v":{"$error":"#N/A"}},{"$f":"HLOOKUP(AP$371,'Appendix D'!$A$1:$DF$336,$AG306,FALSE)","v":{"$error":"#N/A"}},{"$f":"HLOOKUP(AQ$371,'Appendix D'!$A$1:$DF$336,$AG306,FALSE)","v":{"$error":"#N/A"}},{"$f":"HLOOKUP(AR$371,'Appendix D'!$A$1:$DF$336,$AG306,FALSE)","v":{"$error":"#N/A"}},{"$f":"HLOOKUP(AS$371,'Appendix D'!$A$1:$DF$336,$AG306,FALSE)","v":{"$error":"#N/A"}},{"$f":"HLOOKUP(AT$371,'Appendix D'!$A$1:$DF$336,$AG306,FALSE)","v":{"$error":"#N/A"}},{"$f":"HLOOKUP(AU$371,'Appendix D'!$A$1:$DF$336,$AG306,FALSE)","v":{"$error":"#N/A"}},{"$f":"HLOOKUP(AV$371,'Appendix D'!$A$1:$DF$336,$AG306,FALSE)","v":{"$error":"#N/A"}},{"$f":"HLOOKUP(AW$371,'Appendix D'!$A$1:$DF$336,$AG306,FALSE)","v":{"$error":"#N/A"}},{"$f":"HLOOKUP(AX$371,'Appendix D'!$A$1:$DF$336,$AG306,FALSE)","v":{"$error":"#N/A"}},{"$f":"HLOOKUP(AY$371,'Appendix D'!$A$1:$DF$336,$AG306,FALSE)","v":{"$error":"#N/A"}},{"$f":"HLOOKUP(AZ$371,'Appendix D'!$A$1:$DF$336,$AG306,FALSE)","v":{"$error":"#N/A"}},{"$f":"HLOOKUP(BA$371,'Appendix D'!$A$1:$DF$336,$AG306,FALSE)","v":{"$error":"#N/A"}},{"$f":"HLOOKUP(BB$371,'Appendix D'!$A$1:$DF$336,$AG306,FALSE)","v":{"$error":"#N/A"}},16]
[]
[null,null,null,null,null,null,null,null,null,null,null,null,null,null,null,null,null,null,null,null,null,null,null,null,null,null,null,"3.50 INCH RETENTION EFFICIENCY INTERPOLATION",null,null,null,null,null,{"$f":"$AH$25","v":0},null,null,null,null,"Mean Annual Mass Removal Efficiencies for 3.50-inches of Retention "]
[]
[null,null,null,null,null,null,null,null,null,null,null,null,null,null,null,null,null,null,null,null,null,null,null,null,null,null,null,"POST","CN","DCIA"]
[null,null,null,null,null,null,null,null,null,null,null,null,null,null,null,null,null,null,null,null,null,null,null,null,null,null,null,null,null,null,null,null,null,"NDCIA CN","Percent DCIA"]
[null,null,null,null,null,null,null,null,null,null,null,null,null,null,null,null,null,null,null,null,null,null,null,null,null,null,null,null,{"$f":"'Watershed Characteristics'!$AA$47","v":0},{"$f":"IF('Watershed Characteristics'!$AA$48<5, 5, 'Watershed Characteristics'!$AA$48)","v":5},null,null,null,null,5,10,15,20,25,30,35,40,45,50,55,60,65,70,75,80,85,90,95,100]
[null,null,null,null,null,null,null,null,null,null,null,null,null,null,null,null,null,null,null,null,null,null,null,null,null,null,null,null,null,null,null,null,280,30,{"$f":"HLOOKUP(AI$371,'Appendix D'!$A$1:$DF$336,$AG313,FALSE)","v":{"$error":"#N/A"}},{"$f":"HLOOKUP(AJ$371,'Appendix D'!$A$1:$DF$336,$AG313,FALSE)","v":{"$error":"#N/A"}},{"$f":"HLOOKUP(AK$371,'Appendix D'!$A$1:$DF$336,$AG313,FALSE)","v":{"$error":"#N/A"}},{"$f":"HLOOKUP(AL$371,'Appendix D'!$A$1:$DF$336,$AG313,FALSE)","v":{"$error":"#N/A"}},{"$f":"HLOOKUP(AM$371,'Appendix D'!$A$1:$DF$336,$AG313,FALSE)","v":{"$error":"#N/A"}},{"$f":"HLOOKUP(AN$371,'Appendix D'!$A$1:$DF$336,$AG313,FALSE)","v":{"$error":"#N/A"}},{"$f":"HLOOKUP(AO$371,'Appendix D'!$A$1:$DF$336,$AG313,FALSE)","v":{"$error":"#N/A"}},{"$f":"HLOOKUP(AP$371,'Appendix D'!$A$1:$DF$336,$AG313,FALSE)","v":{"$error":"#N/A"}},{"$f":"HLOOKUP(AQ$371,'Appendix D'!$A$1:$DF$336,$AG313,FALSE)","v":{"$error":"#N/A"}},{"$f":"HLOOKUP(AR$371,'Appendix D'!$A$1:$DF$336,$AG313,FALSE)","v":{"$error":"#N/A"}},{"$f":"HLOOKUP(AS$371,'Appendix D'!$A$1:$DF$336,$AG313,FALSE)","v":{"$error":"#N/A"}},{"$f":"HLOOKUP(AT$371,'Appendix D'!$A$1:$DF$336,$AG313,FALSE)","v":{"$error":"#N/A"}},{"$f":"HLOOKUP(AU$371,'Appendix D'!$A$1:$DF$336,$AG313,FALSE)","v":{"$error":"#N/A"}},{"$f":"HLOOKUP(AV$371,'Appendix D'!$A$1:$DF$336,$AG313,FALSE)","v":{"$error":"#N/A"}},{"$f":"HLOOKUP(AW$371,'Appendix D'!$A$1:$DF$336,$AG313,FALSE)","v":{"$error":"#N/A"}},{"$f":"HLOOKUP(AX$371,'Appendix D'!$A$1:$DF$336,$AG313,FALSE)","v":{"$error":"#N/A"}},{"$f":"HLOOKUP(AY$371,'Appendix D'!$A$1:$DF$336,$AG313,FALSE)","v":{"$error":"#N/A"}},{"$f":"HLOOKUP(AZ$371,'Appendix D'!$A$1:$DF$336,$AG313,FALSE)","v":{"$error":"#N/A"}},{"$f":"HLOOKUP(BA$371,'Appendix D'!$A$1:$DF$336,$AG313,FALSE)","v":{"$error":"#N/A"}},{"$f":"HLOOKUP(BB$371,'Appendix D'!$A$1:$DF$336,$AG313,FALSE)","v":{"$error":"#N/A"}},2]
[null,null,null,null,null,null,null,null,null,null,null,null,null,null,null,null,null,null,null,null,null,null,null,null,null,null,null,"R.Down:",{"$f":"(ROUNDDOWN(AC312/10,0)*10)","v":0},{"$f":"(ROUNDDOWN(AD312/10,0)*10)","v":0},{"$f":"AE41","v":{"$error":"#N/A"}},null,281,35,{"$f":"HLOOKUP(AI$371,'Appendix D'!$A$1:$DF$336,$AG314,FALSE)","v":{"$error":"#N/A"}},{"$f":"HLOOKUP(AJ$371,'Appendix D'!$A$1:$DF$336,$AG314,FALSE)","v":{"$error":"#N/A"}},{"$f":"HLOOKUP(AK$371,'Appendix D'!$A$1:$DF$336,$AG314,FALSE)","v":{"$error":"#N/A"}},{"$f":"HLOOKUP(AL$371,'Appendix D'!$A$1:$DF$336,$AG314,FALSE)","v":{"$error":"#N/A"}},{"$f":"HLOOKUP(AM$371,'Appendix D'!$A$1:$DF$336,$AG314,FALSE)","v":{"$error":"#N/A"}},{"$f":"HLOOKUP(AN$371,'Appendix D'!$A$1:$DF$336,$AG314,FALSE)","v":{"$error":"#N/A"}},{"$f":"HLOOKUP(AO$371,'Appendix D'!$A$1:$DF$336,$AG314,FALSE)","v":{"$error":"#N/A"}},{"$f":"HLOOKUP(AP$371,'Appendix D'!$A$1:$DF$336,$AG314,FALSE)","v":{"$error":"#N/A"}},{"$f":"HLOOKUP(AQ$371,'Appendix D'!$A$1:$DF$336,$AG314,FALSE)","v":{"$error":"#N/A"}},{"$f":"HLOOKUP(AR$371,'Appendix D'!$A$1:$DF$336,$AG314,FALSE)","v":{"$error":"#N/A"}},{"$f":"HLOOKUP(AS$371,'Appendix D'!$A$1:$DF$336,$AG314,FALSE)","v":{"$error":"#N/A"}},{"$f":"HLOOKUP(AT$371,'Appendix D'!$A$1:$DF$336,$AG314,FALSE)","v":{"$error":"#N/A"}},{"$f":"HLOOKUP(AU$371,'Appendix D'!$A$1:$DF$336,$AG314,FALSE)","v":{"$error":"#N/A"}},{"$f":"HLOOKUP(AV$371,'Appendix D'!$A$1:$DF$336,$AG314,FALSE)","v":{"$error":"#N/A"}},{"$f":"HLOOKUP(AW$371,'Appendix D'!$A$1:$DF$336,$AG314,FALSE)","v":{"$error":"#N/A"}},{"$f":"HLOOKUP(AX$371,'Appendix D'!$A$1:$DF$336,$AG314,FALSE)","v":{"$error":"#N/A"}},{"$f":"HLOOKUP(AY$371,'Appendix D'!$A$1:$DF$336,$AG314,FALSE)","v":{"$error":"#N/A"}},{"$f":"HLOOKUP(AZ$371,'Appendix D'!$A$1:$DF$336,$AG314,FALSE)","v":{"$error":"#N/A"}},{"$f":"HLOOKUP(BA$371,'Appendix D'!$A$1:$DF$336,$AG314,FALSE)","v":{"$error":"#N/A"}},{"$f":"HLOOKUP(BB$371,'Appendix D'!$A$1:$DF$336,$AG314,FALSE)","v":{"$error":"#N/A"}},3]
[null,null,null,null,null,null,null,null,null,null,null,null,null,null,null,null,null,null,null,null,null,null,null,null,null,null,null,"Diff:",{"$f":"AC312-AC314","v":0},{"$f":"AD312-AD314","v":5},{"$f":"AE42","v":{"$error":"#N/A"}},null,282,40,{"$f":"HLOOKUP(AI$371,'Appendix D'!$A$1:$DF$336,$AG315,FALSE)","v":{"$error":"#N/A"}},{"$f":"HLOOKUP(AJ$371,'Appendix D'!$A$1:$DF$336,$AG315,FALSE)","v":{"$error":"#N/A"}},{"$f":"HLOOKUP(AK$371,'Appendix D'!$A$1:$DF$336,$AG315,FALSE)","v":{"$error":"#N/A"}},{"$f":"HLOOKUP(AL$371,'Appendix D'!$A$1:$DF$336,$AG315,FALSE)","v":{"$error":"#N/A"}},{"$f":"HLOOKUP(AM$371,'Appendix D'!$A$1:$DF$336,$AG315,FALSE)","v":{"$error":"#N/A"}},{"$f":"HLOOKUP(AN$371,'Appendix D'!$A$1:$DF$336,$AG315,FALSE)","v":{"$error":"#N/A"}},{"$f":"HLOOKUP(AO$371,'Appendix D'!$A$1:$DF$336,$AG315,FALSE)","v":{"$error":"#N/A"}},{"$f":"HLOOKUP(AP$371,'Appendix D'!$A$1:$DF$336,$AG315,FALSE)","v":{"$error":"#N/A"}},{"$f":"HLOOKUP(AQ$371,'Appendix D'!$A$1:$DF$336,$AG315,FALSE)","v":{"$error":"#N/A"}},{"$f":"HLOOKUP(AR$371,'Appendix D'!$A$1:$DF$336,$AG315,FALSE)","v":{"$error":"#N/A"}},{"$f":"HLOOKUP(AS$371,'Appendix D'!$A$1:$DF$336,$AG315,FALSE)","v":{"$error":"#N/A"}},{"$f":"HLOOKUP(AT$371,'Appendix D'!$A$1:$DF$336,$AG315,FALSE)","v":{"$error":"#N/A"}},{"$f":"HLOOKUP(AU$371,'Appendix D'!$A$1:$DF$336,$AG315,FALSE)","v":{"$error":"#N/A"}},{"$f":"HLOOKUP(AV$371,'Appendix D'!$A$1:$DF$336,$AG315,FALSE)","v":{"$error":"#N/A"}},{"$f":"HLOOKUP(AW$371,'Appendix D'!$A$1:$DF$336,$AG315,FALSE)","v":{"$error":"#N/A"}},{"$f":"HLOOKUP(AX$371,'Appendix D'!$A$1:$DF$336,$AG315,FALSE)","v":{"$error":"#N/A"}},{"$f":"HLOOKUP(AY$371,'Appendix D'!$A$1:$DF$336,$AG315,FALSE)","v":{"$error":"#N/A"}},{"$f":"HLOOKUP(AZ$371,'Appendix D'!$A$1:$DF$336,$AG315,FALSE)","v":{"$error":"#N/A"}},{"$f":"HLOOKUP(BA$371,'Appendix D'!$A$1:$DF$336,$AG315,FALSE)","v":{"$error":"#N/A"}},{"$f":"HLOOKUP(BB$371,'Appendix D'!$A$1:$DF$336,$AG315,FALSE)","v":{"$error":"#N/A"}},4]
[null,null,null,null,null,null,null,null,null,null,null,null,null,null,null,null,null,null,null,null,null,null,null,null,null,null,null,null,null,null,{"$f":"AE43","v":{"$error":"#N/A"}},null,283,45,{"$f":"HLOOKUP(AI$371,'Appendix D'!$A$1:$DF$336,$AG316,FALSE)","v":{"$error":"#N/A"}},{"$f":"HLOOKUP(AJ$371,'Appendix D'!$A$1:$DF$336,$AG316,FALSE)","v":{"$error":"#N/A"}},{"$f":"HLOOKUP(AK$371,'Appendix D'!$A$1:$DF$336,$AG316,FALSE)","v":{"$error":"#N/A"}},{"$f":"HLOOKUP(AL$371,'Appendix D'!$A$1:$DF$336,$AG316,FALSE)","v":{"$error":"#N/A"}},{"$f":"HLOOKUP(AM$371,'Appendix D'!$A$1:$DF$336,$AG316,FALSE)","v":{"$error":"#N/A"}},{"$f":"HLOOKUP(AN$371,'Appendix D'!$A$1:$DF$336,$AG316,FALSE)","v":{"$error":"#N/A"}},{"$f":"HLOOKUP(AO$371,'Appendix D'!$A$1:$DF$336,$AG316,FALSE)","v":{"$error":"#N/A"}},{"$f":"HLOOKUP(AP$371,'Appendix D'!$A$1:$DF$336,$AG316,FALSE)","v":{"$error":"#N/A"}},{"$f":"HLOOKUP(AQ$371,'Appendix D'!$A$1:$DF$336,$AG316,FALSE)","v":{"$error":"#N/A"}},{"$f":"HLOOKUP(AR$371,'Appendix D'!$A$1:$DF$336,$AG316,FALSE)","v":{"$error":"#N/A"}},{"$f":"HLOOKUP(AS$371,'Appendix D'!$A$1:$DF$336,$AG316,FALSE)","v":{"$error":"#N/A"}},{"$f":"HLOOKUP(AT$371,'Appendix D'!$A$1:$DF$336,$AG316,FALSE)","v":{"$error":"#N/A"}},{"$f":"HLOOKUP(AU$371,'Appendix D'!$A$1:$DF$336,$AG316,FALSE)","v":{"$error":"#N/A"}},{"$f":"HLOOKUP(AV$371,'Appendix D'!$A$1:$DF$336,$AG316,FALSE)","v":{"$error":"#N/A"}},{"$f":"HLOOKUP(AW$371,'Appendix D'!$A$1:$DF$336,$AG316,FALSE)","v":{"$error":"#N/A"}},{"$f":"HLOOKUP(AX$371,'Appendix D'!$A$1:$DF$336,$AG316,FALSE)","v":{"$error":"#N/A"}},{"$f":"HLOOKUP(AY$371,'Appendix D'!$A$1:$DF$336,$AG316,FALSE)","v":{"$error":"#N/A"}},{"$f":"HLOOKUP(AZ$371,'Appendix D'!$A$1:$DF$336,$AG316,FALSE)","v":{"$error":"#N/A"}},{"$f":"HLOOKUP(BA$371,'Appendix D'!$A$1:$DF$336,$AG316,FALSE)","v":{"$error":"#N/A"}},{"$f":"HLOOKUP(BB$371,'Appendix D'!$A$1:$DF$336,$AG316,FALSE)","v":{"$error":"#N/A"}},5]
[null,null,null,null,null,null,null,null,null,null,null,null,null,null,null,null,null,null,null,null,null,null,null,null,null,null,null,null,null,null,{"$f":"AE44","v":{"$error":"#N/A"}},null,284,50,{"$f":"HLOOKUP(AI$371,'Appendix D'!$A$1:$DF$336,$AG317,FALSE)","v":{"$error":"#N/A"}},{"$f":"HLOOKUP(AJ$371,'Appendix D'!$A$1:$DF$336,$AG317,FALSE)","v":{"$error":"#N/A"}},{"$f":"HLOOKUP(AK$371,'Appendix D'!$A$1:$DF$336,$AG317,FALSE)","v":{"$error":"#N/A"}},{"$f":"HLOOKUP(AL$371,'Appendix D'!$A$1:$DF$336,$AG317,FALSE)","v":{"$error":"#N/A"}},{"$f":"HLOOKUP(AM$371,'Appendix D'!$A$1:$DF$336,$AG317,FALSE)","v":{"$error":"#N/A"}},{"$f":"HLOOKUP(AN$371,'Appendix D'!$A$1:$DF$336,$AG317,FALSE)","v":{"$error":"#N/A"}},{"$f":"HLOOKUP(AO$371,'Appendix D'!$A$1:$DF$336,$AG317,FALSE)","v":{"$error":"#N/A"}},{"$f":"HLOOKUP(AP$371,'Appendix D'!$A$1:$DF$336,$AG317,FALSE)","v":{"$error":"#N/A"}},{"$f":"HLOOKUP(AQ$371,'Appendix D'!$A$1:$DF$336,$AG317,FALSE)","v":{"$error":"#N/A"}},{"$f":"HLOOKUP(AR$371,'Appendix D'!$A$1:$DF$336,$AG317,FALSE)","v":{"$error":"#N/A"}},{"$f":"HLOOKUP(AS$371,'Appendix D'!$A$1:$DF$336,$AG317,FALSE)","v":{"$error":"#N/A"}},{"$f":"HLOOKUP(AT$371,'Appendix D'!$A$1:$DF$336,$AG317,FALSE)","v":{"$error":"#N/A"}},{"$f":"HLOOKUP(AU$371,'Appendix D'!$A$1:$DF$336,$AG317,FALSE)","v":{"$error":"#N/A"}},{"$f":"HLOOKUP(AV$371,'Appendix D'!$A$1:$DF$336,$AG317,FALSE)","v":{"$error":"#N/A"}},{"$f":"HLOOKUP(AW$371,'Appendix D'!$A$1:$DF$336,$AG317,FALSE)","v":{"$error":"#N/A"}},{"$f":"HLOOKUP(AX$371,'Appendix D'!$A$1:$DF$336,$AG317,FALSE)","v":{"$error":"#N/A"}},{"$f":"HLOOKUP(AY$371,'Appendix D'!$A$1:$DF$336,$AG317,FALSE)","v":{"$error":"#N/A"}},{"$f":"HLOOKUP(AZ$371,'Appendix D'!$A$1:$DF$336,$AG317,FALSE)","v":{"$error":"#N/A"}},{"$f":"HLOOKUP(BA$371,'Appendix D'!$A$1:$DF$336,$AG317,FALSE)","v":{"$error":"#N/A"}},{"$f":"HLOOKUP(BB$371,'Appendix D'!$A$1:$DF$336,$AG317,FALSE)","v":{"$error":"#N/A"}},6]
[null,null,null,null,null,null,null,null,null,null,null,null,null,null,null,null,null,null,null,null,null,null,null,null,null,null,null,null,{"$f":"IF(AC315>5,AC314+5,AC314)","v":0},{"$f":"IF(AC312>95,98,AC318+5)","v":5},null,null,285,55,{"$f":"HLOOKUP(AI$371,'Appendix D'!$A$1:$DF$336,$AG318,FALSE)","v":{"$error":"#N/A"}},{"$f":"HLOOKUP(AJ$371,'Appendix D'!$A$1:$DF$336,$AG318,FALSE)","v":{"$error":"#N/A"}},{"$f":"HLOOKUP(AK$371,'Appendix D'!$A$1:$DF$336,$AG318,FALSE)","v":{"$error":"#N/A"}},{"$f":"HLOOKUP(AL$371,'Appendix D'!$A$1:$DF$336,$AG318,FALSE)","v":{"$error":"#N/A"}},{"$f":"HLOOKUP(AM$371,'Appendix D'!$A$1:$DF$336,$AG318,FALSE)","v":{"$error":"#N/A"}},{"$f":"HLOOKUP(AN$371,'Appendix D'!$A$1:$DF$336,$AG318,FALSE)","v":{"$error":"#N/A"}},{"$f":"HLOOKUP(AO$371,'Appendix D'!$A$1:$DF$336,$AG318,FALSE)","v":{"$error":"#N/A"}},{"$f":"HLOOKUP(AP$371,'Appendix D'!$A$1:$DF$336,$AG318,FALSE)","v":{"$error":"#N/A"}},{"$f":"HLOOKUP(AQ$371,'Appendix D'!$A$1:$DF$336,$AG318,FALSE)","v":{"$error":"#N/A"}},{"$f":"HLOOKUP(AR$371,'Appendix D'!$A$1:$DF$336,$AG318,FALSE)","v":{"$error":"#N/A"}},{"$f":"HLOOKUP(AS$371,'Appendix D'!$A$1:$DF$336,$AG318,FALSE)","v":{"$error":"#N/A"}},{"$f":"HLOOKUP(AT$371,'Appendix D'!$A$1:$DF$336,$AG318,FALSE)","v":{"$error":"#N/A"}},{"$f":"HLOOKUP(AU$371,'Appendix D'!$A$1:$DF$336,$AG318,FALSE)","v":{"$error":"#N/A"}},{"$f":"HLOOKUP(AV$371,'Appendix D'!$A$1:$DF$336,$AG318,FALSE)","v":{"$error":"#N/A"}},{"$f":"HLOOKUP(AW$371,'Appendix D'!$A$1:$DF$336,$AG318,FALSE)","v":{"$error":"#N/A"}},{"$f":"HLOOKUP(AX$371,'Appendix D'!$A$1:$DF$336,$AG318,FALSE)","v":{"$error":"#N/A"}},{"$f":"HLOOKUP(AY$371,'Appendix D'!$A$1:$DF$336,$AG318,FALSE)","v":{"$error":"#N/A"}},{"$f":"HLOOKUP(AZ$371,'Appendix D'!$A$1:$DF$336,$AG318,FALSE)","v":{"$error":"#N/A"}},{"$f":"HLOOKUP(BA$371,'Appendix D'!$A$1:$DF$336,$AG318,FALSE)","v":{"$error":"#N/A"}},{"$f":"HLOOKUP(BB$371,'Appendix D'!$A$1:$DF$336,$AG318,FALSE)","v":{"$error":"#N/A"}},7]
[null,null,null,null,null,null,null,null,null,null,null,null,null,null,null,null,null,null,null,null,null,null,null,null,null,null,null,{"$f":"IF(AD315>5,AD314+5,AD314)","v":0},{"$f":"IF(AB319=0,0,HLOOKUP(AB319,AH312:BC327,AE314,TRUE))","v":0},{"$f":"IF(AB319=0,0,HLOOKUP(AB319,AH312:BC327,AE315,TRUE))","v":0},null,null,286,60,{"$f":"HLOOKUP(AI$371,'Appendix D'!$A$1:$DF$336,$AG319,FALSE)","v":{"$error":"#N/A"}},{"$f":"HLOOKUP(AJ$371,'Appendix D'!$A$1:$DF$336,$AG319,FALSE)","v":{"$error":"#N/A"}},{"$f":"HLOOKUP(AK$371,'Appendix D'!$A$1:$DF$336,$AG319,FALSE)","v":{"$error":"#N/A"}},{"$f":"HLOOKUP(AL$371,'Appendix D'!$A$1:$DF$336,$AG319,FALSE)","v":{"$error":"#N/A"}},{"$f":"HLOOKUP(AM$371,'Appendix D'!$A$1:$DF$336,$AG319,FALSE)","v":{"$error":"#N/A"}},{"$f":"HLOOKUP(AN$371,'Appendix D'!$A$1:$DF$336,$AG319,FALSE)","v":{"$error":"#N/A"}},{"$f":"HLOOKUP(AO$371,'Appendix D'!$A$1:$DF$336,$AG319,FALSE)","v":{"$error":"#N/A"}},{"$f":"HLOOKUP(AP$371,'Appendix D'!$A$1:$DF$336,$AG319,FALSE)","v":{"$error":"#N/A"}},{"$f":"HLOOKUP(AQ$371,'Appendix D'!$A$1:$DF$336,$AG319,FALSE)","v":{"$error":"#N/A"}},{"$f":"HLOOKUP(AR$371,'Appendix D'!$A$1:$DF$336,$AG319,FALSE)","v":{"$error":"#N/A"}},{"$f":"HLOOKUP(AS$371,'Appendix D'!$A$1:$DF$336,$AG319,FALSE)","v":{"$error":"#N/A"}},{"$f":"HLOOKUP(AT$371,'Appendix D'!$A$1:$DF$336,$AG319,FALSE)","v":{"$error":"#N/A"}},{"$f":"HLOOKUP(AU$371,'Appendix D'!$A$1:$DF$336,$AG319,FALSE)","v":{"$error":"#N/A"}},{"$f":"HLOOKUP(AV$371,'Appendix D'!$A$1:$DF$336,$AG319,FALSE)","v":{"$error":"#N/A"}},{"$f":"HLOOKUP(AW$371,'Appendix D'!$A$1:$DF$336,$AG319,FALSE)","v":{"$error":"#N/A"}},{"$f":"HLOOKUP(AX$371,'Appendix D'!$A$1:$DF$336,$AG319,FALSE)","v":{"$error":"#N/A"}},{"$f":"HLOOKUP(AY$371,'Appendix D'!$A$1:$DF$336,$AG319,FALSE)","v":{"$error":"#N/A"}},{"$f":"HLOOKUP(AZ$371,'Appendix D'!$A$1:$DF$336,$AG319,FALSE)","v":{"$error":"#N/A"}},{"$f":"HLOOKUP(BA$371,'Appendix D'!$A$1:$DF$336,$AG319,FALSE)","v":{"$error":"#N/A"}},{"$f":"HLOOKUP(BB$371,'Appendix D'!$A$1:$DF$336,$AG319,FALSE)","v":{"$error":"#N/A"}},8]
[null,null,null,null,null,null,null,null,null,null,null,null,null,null,null,null,null,null,null,null,null,null,null,null,null,null,null,{"$f":"AB319+5","v":5},{"$f":"HLOOKUP(AB320,AH312:BC327,AE314,TRUE)","v":{"$error":"#REF!"}},{"$f":"HLOOKUP(AB320,AH312:BC327,AE315,TRUE)","v":{"$error":"#REF!"}},null,null,287,65,{"$f":"HLOOKUP(AI$371,'Appendix D'!$A$1:$DF$336,$AG320,FALSE)","v":{"$error":"#N/A"}},{"$f":"HLOOKUP(AJ$371,'Appendix D'!$A$1:$DF$336,$AG320,FALSE)","v":{"$error":"#N/A"}},{"$f":"HLOOKUP(AK$371,'Appendix D'!$A$1:$DF$336,$AG320,FALSE)","v":{"$error":"#N/A"}},{"$f":"HLOOKUP(AL$371,'Appendix D'!$A$1:$DF$336,$AG320,FALSE)","v":{"$error":"#N/A"}},{"$f":"HLOOKUP(AM$371,'Appendix D'!$A$1:$DF$336,$AG320,FALSE)","v":{"$error":"#N/A"}},{"$f":"HLOOKUP(AN$371,'Appendix D'!$A$1:$DF$336,$AG320,FALSE)","v":{"$error":"#N/A"}},{"$f":"HLOOKUP(AO$371,'Appendix D'!$A$1:$DF$336,$AG320,FALSE)","v":{"$error":"#N/A"}},{"$f":"HLOOKUP(AP$371,'Appendix D'!$A$1:$DF$336,$AG320,FALSE)","v":{"$error":"#N/A"}},{"$f":"HLOOKUP(AQ$371,'Appendix D'!$A$1:$DF$336,$AG320,FALSE)","v":{"$error":"#N/A"}},{"$f":"HLOOKUP(AR$371,'Appendix D'!$A$1:$DF$336,$AG320,FALSE)","v":{"$error":"#N/A"}},{"$f":"HLOOKUP(AS$371,'Appendix D'!$A$1:$DF$336,$AG320,FALSE)","v":{"$error":"#N/A"}},{"$f":"HLOOKUP(AT$371,'Appendix D'!$A$1:$DF$336,$AG320,FALSE)","v":{"$error":"#N/A"}},{"$f":"HLOOKUP(AU$371,'Appendix D'!$A$1:$DF$336,$AG320,FALSE)","v":{"$error":"#N/A"}},{"$f":"HLOOKUP(AV$371,'Appendix D'!$A$1:$DF$336,$AG320,FALSE)","v":{"$error":"#N/A"}},{"$f":"HLOOKUP(AW$371,'Appendix D'!$A$1:$DF$336,$AG320,FALSE)","v":{"$error":"#N/A"}},{"$f":"HLOOKUP(AX$371,'Appendix D'!$A$1:$DF$336,$AG320,FALSE)","v":{"$error":"#N/A"}},{"$f":"HLOOKUP(AY$371,'Appendix D'!$A$1:$DF$336,$AG320,FALSE)","v":{"$error":"#N/A"}},{"$f":"HLOOKUP(AZ$371,'Appendix D'!$A$1:$DF$336,$AG320,FALSE)","v":{"$error":"#N/A"}},{"$f":"HLOOKUP(BA$371,'Appendix D'!$A$1:$DF$336,$AG320,FALSE)","v":{"$error":"#N/A"}},{"$f":"HLOOKUP(BB$371,'Appendix D'!$A$1:$DF$336,$AG320,FALSE)","v":{"$error":"#N/A"}},9]
[null,null,null,null,null,null,null,null,null,null,null,null,null,null,null,null,null,null,null,null,null,null,null,null,null,null,null,null,null,null,null,null,288,70,{"$f":"HLOOKUP(AI$371,'Appendix D'!$A$1:$DF$336,$AG321,FALSE)","v":{"$error":"#N/A"}},{"$f":"HLOOKUP(AJ$371,'Appendix D'!$A$1:$DF$336,$AG321,FALSE)","v":{"$error":"#N/A"}},{"$f":"HLOOKUP(AK$371,'Appendix D'!$A$1:$DF$336,$AG321,FALSE)","v":{"$error":"#N/A"}},{"$f":"HLOOKUP(AL$371,'Appendix D'!$A$1:$DF$336,$AG321,FALSE)","v":{"$error":"#N/A"}},{"$f":"HLOOKUP(AM$371,'Appendix D'!$A$1:$DF$336,$AG321,FALSE)","v":{"$error":"#N/A"}},{"$f":"HLOOKUP(AN$371,'Appendix D'!$A$1:$DF$336,$AG321,FALSE)","v":{"$error":"#N/A"}},{"$f":"HLOOKUP(AO$371,'Appendix D'!$A$1:$DF$336,$AG321,FALSE)","v":{"$error":"#N/A"}},{"$f":"HLOOKUP(AP$371,'Appendix D'!$A$1:$DF$336,$AG321,FALSE)","v":{"$error":"#N/A"}},{"$f":"HLOOKUP(AQ$371,'Appendix D'!$A$1:$DF$336,$AG321,FALSE)","v":{"$error":"#N/A"}},{"$f":"HLOOKUP(AR$371,'Appendix D'!$A$1:$DF$336,$AG321,FALSE)","v":{"$error":"#N/A"}},{"$f":"HLOOKUP(AS$371,'Appendix D'!$A$1:$DF$336,$AG321,FALSE)","v":{"$error":"#N/A"}},{"$f":"HLOOKUP(AT$371,'Appendix D'!$A$1:$DF$336,$AG321,FALSE)","v":{"$error":"#N/A"}},{"$f":"HLOOKUP(AU$371,'Appendix D'!$A$1:$DF$336,$AG321,FALSE)","v":{"$error":"#N/A"}},{"$f":"HLOOKUP(AV$371,'Appendix D'!$A$1:$DF$336,$AG321,FALSE)","v":{"$error":"#N/A"}},{"$f":"HLOOKUP(AW$371,'Appendix D'!$A$1:$DF$336,$AG321,FALSE)","v":{"$error":"#N/A"}},{"$f":"HLOOKUP(AX$371,'Appendix D'!$A$1:$DF$336,$AG321,FALSE)","v":{"$error":"#N/A"}},{"$f":"HLOOKUP(AY$371,'Appendix D'!$A$1:$DF$336,$AG321,FALSE)","v":{"$error":"#N/A"}},{"$f":"HLOOKUP(AZ$371,'Appendix D'!$A$1:$DF$336,$AG321,FALSE)","v":{"$error":"#N/A"}},{"$f":"HLOOKUP(BA$371,'Appendix D'!$A$1:$DF$336,$AG321,FALSE)","v":{"$error":"#N/A"}},{"$f":"HLOOKUP(BB$371,'Appendix D'!$A$1:$DF$336,$AG321,FALSE)","v":{"$error":"#N/A"}},10]
[null,null,null,null,null,null,null,null,null,null,null,null,null,null,null,null,null,null,null,null,null,null,null,null,null,null,null,null,{"$f":"AC312","v":0},null,null,null,289,75,{"$f":"HLOOKUP(AI$371,'Appendix D'!$A$1:$DF$336,$AG322,FALSE)","v":{"$error":"#N/A"}},{"$f":"HLOOKUP(AJ$371,'Appendix D'!$A$1:$DF$336,$AG322,FALSE)","v":{"$error":"#N/A"}},{"$f":"HLOOKUP(AK$371,'Appendix D'!$A$1:$DF$336,$AG322,FALSE)","v":{"$error":"#N/A"}},{"$f":"HLOOKUP(AL$371,'Appendix D'!$A$1:$DF$336,$AG322,FALSE)","v":{"$error":"#N/A"}},{"$f":"HLOOKUP(AM$371,'Appendix D'!$A$1:$DF$336,$AG322,FALSE)","v":{"$error":"#N/A"}},{"$f":"HLOOKUP(AN$371,'Appendix D'!$A$1:$DF$336,$AG322,FALSE)","v":{"$error":"#N/A"}},{"$f":"HLOOKUP(AO$371,'Appendix D'!$A$1:$DF$336,$AG322,FALSE)","v":{"$error":"#N/A"}},{"$f":"HLOOKUP(AP$371,'Appendix D'!$A$1:$DF$336,$AG322,FALSE)","v":{"$error":"#N/A"}},{"$f":"HLOOKUP(AQ$371,'Appendix D'!$A$1:$DF$336,$AG322,FALSE)","v":{"$error":"#N/A"}},{"$f":"HLOOKUP(AR$371,'Appendix D'!$A$1:$DF$336,$AG322,FALSE)","v":{"$error":"#N/A"}},{"$f":"HLOOKUP(AS$371,'Appendix D'!$A$1:$DF$336,$AG322,FALSE)","v":{"$error":"#N/A"}},{"$f":"HLOOKUP(AT$371,'Appendix D'!$A$1:$DF$336,$AG322,FALSE)","v":{"$error":"#N/A"}},{"$f":"HLOOKUP(AU$371,'Appendix D'!$A$1:$DF$336,$AG322,FALSE)","v":{"$error":"#N/A"}},{"$f":"HLOOKUP(AV$371,'Appendix D'!$A$1:$DF$336,$AG322,FALSE)","v":{"$error":"#N/A"}},{"$f":"HLOOKUP(AW$371,'Appendix D'!$A$1:$DF$336,$AG322,FALSE)","v":{"$error":"#N/A"}},{"$f":"HLOOKUP(AX$371,'Appendix D'!$A$1:$DF$336,$AG322,FALSE)","v":{"$error":"#N/A"}},{"$f":"HLOOKUP(AY$371,'Appendix D'!$A$1:$DF$336,$AG322,FALSE)","v":{"$error":"#N/A"}},{"$f":"HLOOKUP(AZ$371,'Appendix D'!$A$1:$DF$336,$AG322,FALSE)","v":{"$error":"#N/A"}},{"$f":"HLOOKUP(BA$371,'Appendix D'!$A$1:$DF$336,$AG322,FALSE)","v":{"$error":"#N/A"}},{"$f":"HLOOKUP(BB$371,'Appendix D'!$A$1:$DF$336,$AG322,FALSE)","v":{"$error":"#N/A"}},11]
[null,null,null,null,null,null,null,null,null,null,null,null,null,null,null,null,null,null,null,null,null,null,null,null,null,null,null,{"$f":"AB319","v":0},{"$f":"(AC319+((AD319-AC319)/(AD318-AC318)*(AC312-AC318)))","v":0},null,null,null,290,80,{"$f":"HLOOKUP(AI$371,'Appendix D'!$A$1:$DF$336,$AG323,FALSE)","v":{"$error":"#N/A"}},{"$f":"HLOOKUP(AJ$371,'Appendix D'!$A$1:$DF$336,$AG323,FALSE)","v":{"$error":"#N/A"}},{"$f":"HLOOKUP(AK$371,'Appendix D'!$A$1:$DF$336,$AG323,FALSE)","v":{"$error":"#N/A"}},{"$f":"HLOOKUP(AL$371,'Appendix D'!$A$1:$DF$336,$AG323,FALSE)","v":{"$error":"#N/A"}},{"$f":"HLOOKUP(AM$371,'Appendix D'!$A$1:$DF$336,$AG323,FALSE)","v":{"$error":"#N/A"}},{"$f":"HLOOKUP(AN$371,'Appendix D'!$A$1:$DF$336,$AG323,FALSE)","v":{"$error":"#N/A"}},{"$f":"HLOOKUP(AO$371,'Appendix D'!$A$1:$DF$336,$AG323,FALSE)","v":{"$error":"#N/A"}},{"$f":"HLOOKUP(AP$371,'Appendix D'!$A$1:$DF$336,$AG323,FALSE)","v":{"$error":"#N/A"}},{"$f":"HLOOKUP(AQ$371,'Appendix D'!$A$1:$DF$336,$AG323,FALSE)","v":{"$error":"#N/A"}},{"$f":"HLOOKUP(AR$371,'Appendix D'!$A$1:$DF$336,$AG323,FALSE)","v":{"$error":"#N/A"}},{"$f":"HLOOKUP(AS$371,'Appendix D'!$A$1:$DF$336,$AG323,FALSE)","v":{"$error":"#N/A"}},{"$f":"HLOOKUP(AT$371,'Appendix D'!$A$1:$DF$336,$AG323,FALSE)","v":{"$error":"#N/A"}},{"$f":"HLOOKUP(AU$371,'Appendix D'!$A$1:$DF$336,$AG323,FALSE)","v":{"$error":"#N/A"}},{"$f":"HLOOKUP(AV$371,'Appendix D'!$A$1:$DF$336,$AG323,FALSE)","v":{"$error":"#N/A"}},{"$f":"HLOOKUP(AW$371,'Appendix D'!$A$1:$DF$336,$AG323,FALSE)","v":{"$error":"#N/A"}},{"$f":"HLOOKUP(AX$371,'Appendix D'!$A$1:$DF$336,$AG323,FALSE)","v":{"$error":"#N/A"}},{"$f":"HLOOKUP(AY$371,'Appendix D'!$A$1:$DF$336,$AG323,FALSE)","v":{"$error":"#N/A"}},{"$f":"HLOOKUP(AZ$371,'Appendix D'!$A$1:$DF$336,$AG323,FALSE)","v":{"$error":"#N/A"}},{"$f":"HLOOKUP(BA$371,'Appendix D'!$A$1:$DF$336,$AG323,FALSE)","v":{"$error":"#N/A"}},{"$f":"HLOOKUP(BB$371,'Appendix D'!$A$1:$DF$336,$AG323,FALSE)","v":{"$error":"#N/A"}},12]
[null,null,null,null,null,null,null,null,null,null,null,null,null,null,null,null,null,null,null,null,null,null,null,null,null,null,null,{"$f":"AB320","v":5},{"$f":"(AC320+((AD320-AC320)/(AD318-AC318)*(AC312-AC318)))","v":{"$error":"#REF!"}},null,null,null,291,85,{"$f":"HLOOKUP(AI$371,'Appendix D'!$A$1:$DF$336,$AG324,FALSE)","v":{"$error":"#N/A"}},{"$f":"HLOOKUP(AJ$371,'Appendix D'!$A$1:$DF$336,$AG324,FALSE)","v":{"$error":"#N/A"}},{"$f":"HLOOKUP(AK$371,'Appendix D'!$A$1:$DF$336,$AG324,FALSE)","v":{"$error":"#N/A"}},{"$f":"HLOOKUP(AL$371,'Appendix D'!$A$1:$DF$336,$AG324,FALSE)","v":{"$error":"#N/A"}},{"$f":"HLOOKUP(AM$371,'Appendix D'!$A$1:$DF$336,$AG324,FALSE)","v":{"$error":"#N/A"}},{"$f":"HLOOKUP(AN$371,'Appendix D'!$A$1:$DF$336,$AG324,FALSE)","v":{"$error":"#N/A"}},{"$f":"HLOOKUP(AO$371,'Appendix D'!$A$1:$DF$336,$AG324,FALSE)","v":{"$error":"#N/A"}},{"$f":"HLOOKUP(AP$371,'Appendix D'!$A$1:$DF$336,$AG324,FALSE)","v":{"$error":"#N/A"}},{"$f":"HLOOKUP(AQ$371,'Appendix D'!$A$1:$DF$336,$AG324,FALSE)","v":{"$error":"#N/A"}},{"$f":"HLOOKUP(AR$371,'Appendix D'!$A$1:$DF$336,$AG324,FALSE)","v":{"$error":"#N/A"}},{"$f":"HLOOKUP(AS$371,'Appendix D'!$A$1:$DF$336,$AG324,FALSE)","v":{"$error":"#N/A"}},{"$f":"HLOOKUP(AT$371,'Appendix D'!$A$1:$DF$336,$AG324,FALSE)","v":{"$error":"#N/A"}},{"$f":"HLOOKUP(AU$371,'Appendix D'!$A$1:$DF$336,$AG324,FALSE)","v":{"$error":"#N/A"}},{"$f":"HLOOKUP(AV$371,'Appendix D'!$A$1:$DF$336,$AG324,FALSE)","v":{"$error":"#N/A"}},{"$f":"HLOOKUP(AW$371,'Appendix D'!$A$1:$DF$336,$AG324,FALSE)","v":{"$error":"#N/A"}},{"$f":"HLOOKUP(AX$371,'Appendix D'!$A$1:$DF$336,$AG324,FALSE)","v":{"$error":"#N/A"}},{"$f":"HLOOKUP(AY$371,'Appendix D'!$A$1:$DF$336,$AG324,FALSE)","v":{"$error":"#N/A"}},{"$f":"HLOOKUP(AZ$371,'Appendix D'!$A$1:$DF$336,$AG324,FALSE)","v":{"$error":"#N/A"}},{"$f":"HLOOKUP(BA$371,'Appendix D'!$A$1:$DF$336,$AG324,FALSE)","v":{"$error":"#N/A"}},{"$f":"HLOOKUP(BB$371,'Appendix D'!$A$1:$DF$336,$AG324,FALSE)","v":{"$error":"#N/A"}},13]
[null,null,null,null,null,null,null,null,null,null,null,null,null,null,null,null,null,null,null,null,null,null,null,null,null,null,null,null,null,null,null,null,292,90,{"$f":"HLOOKUP(AI$371,'Appendix D'!$A$1:$DF$336,$AG325,FALSE)","v":{"$error":"#N/A"}},{"$f":"HLOOKUP(AJ$371,'Appendix D'!$A$1:$DF$336,$AG325,FALSE)","v":{"$error":"#N/A"}},{"$f":"HLOOKUP(AK$371,'Appendix D'!$A$1:$DF$336,$AG325,FALSE)","v":{"$error":"#N/A"}},{"$f":"HLOOKUP(AL$371,'Appendix D'!$A$1:$DF$336,$AG325,FALSE)","v":{"$error":"#N/A"}},{"$f":"HLOOKUP(AM$371,'Appendix D'!$A$1:$DF$336,$AG325,FALSE)","v":{"$error":"#N/A"}},{"$f":"HLOOKUP(AN$371,'Appendix D'!$A$1:$DF$336,$AG325,FALSE)","v":{"$error":"#N/A"}},{"$f":"HLOOKUP(AO$371,'Appendix D'!$A$1:$DF$336,$AG325,FALSE)","v":{"$error":"#N/A"}},{"$f":"HLOOKUP(AP$371,'Appendix D'!$A$1:$DF$336,$AG325,FALSE)","v":{"$error":"#N/A"}},{"$f":"HLOOKUP(AQ$371,'Appendix D'!$A$1:$DF$336,$AG325,FALSE)","v":{"$error":"#N/A"}},{"$f":"HLOOKUP(AR$371,'Appendix D'!$A$1:$DF$336,$AG325,FALSE)","v":{"$error":"#N/A"}},{"$f":"HLOOKUP(AS$371,'Appendix D'!$A$1:$DF$336,$AG325,FALSE)","v":{"$error":"#N/A"}},{"$f":"HLOOKUP(AT$371,'Appendix D'!$A$1:$DF$336,$AG325,FALSE)","v":{"$error":"#N/A"}},{"$f":"HLOOKUP(AU$371,'Appendix D'!$A$1:$DF$336,$AG325,FALSE)","v":{"$error":"#N/A"}},{"$f":"HLOOKUP(AV$371,'Appendix D'!$A$1:$DF$336,$AG325,FALSE)","v":{"$error":"#N/A"}},{"$f":"HLOOKUP(AW$371,'Appendix D'!$A$1:$DF$336,$AG325,FALSE)","v":{"$error":"#N/A"}},{"$f":"HLOOKUP(AX$371,'Appendix D'!$A$1:$DF$336,$AG325,FALSE)","v":{"$error":"#N/A"}},{"$f":"HLOOKUP(AY$371,'Appendix D'!$A$1:$DF$336,$AG325,FALSE)","v":{"$error":"#N/A"}},{"$f":"HLOOKUP(AZ$371,'Appendix D'!$A$1:$DF$336,$AG325,FALSE)","v":{"$error":"#N/A"}},{"$f":"HLOOKUP(BA$371,'Appendix D'!$A$1:$DF$336,$AG325,FALSE)","v":{"$error":"#N/A"}},{"$f":"HLOOKUP(BB$371,'Appendix D'!$A$1:$DF$336,$AG325,FALSE)","v":{"$error":"#N/A"}},14]
[null,null,null,null,null,null,null,null,null,null,null,null,null,null,null,null,null,null,null,null,null,null,null,null,null,null,null,null,{"$f":"AC322","v":0},null,null,null,293,95,{"$f":"HLOOKUP(AI$371,'Appendix D'!$A$1:$DF$336,$AG326,FALSE)","v":{"$error":"#N/A"}},{"$f":"HLOOKUP(AJ$371,'Appendix D'!$A$1:$DF$336,$AG326,FALSE)","v":{"$error":"#N/A"}},{"$f":"HLOOKUP(AK$371,'Appendix D'!$A$1:$DF$336,$AG326,FALSE)","v":{"$error":"#N/A"}},{"$f":"HLOOKUP(AL$371,'Appendix D'!$A$1:$DF$336,$AG326,FALSE)","v":{"$error":"#N/A"}},{"$f":"HLOOKUP(AM$371,'Appendix D'!$A$1:$DF$336,$AG326,FALSE)","v":{"$error":"#N/A"}},{"$f":"HLOOKUP(AN$371,'Appendix D'!$A$1:$DF$336,$AG326,FALSE)","v":{"$error":"#N/A"}},{"$f":"HLOOKUP(AO$371,'Appendix D'!$A$1:$DF$336,$AG326,FALSE)","v":{"$error":"#N/A"}},{"$f":"HLOOKUP(AP$371,'Appendix D'!$A$1:$DF$336,$AG326,FALSE)","v":{"$error":"#N/A"}},{"$f":"HLOOKUP(AQ$371,'Appendix D'!$A$1:$DF$336,$AG326,FALSE)","v":{"$error":"#N/A"}},{"$f":"HLOOKUP(AR$371,'Appendix D'!$A$1:$DF$336,$AG326,FALSE)","v":{"$error":"#N/A"}},{"$f":"HLOOKUP(AS$371,'Appendix D'!$A$1:$DF$336,$AG326,FALSE)","v":{"$error":"#N/A"}},{"$f":"HLOOKUP(AT$371,'Appendix D'!$A$1:$DF$336,$AG326,FALSE)","v":{"$error":"#N/A"}},{"$f":"HLOOKUP(AU$371,'Appendix D'!$A$1:$DF$336,$AG326,FALSE)","v":{"$error":"#N/A"}},{"$f":"HLOOKUP(AV$371,'Appendix D'!$A$1:$DF$336,$AG326,FALSE)","v":{"$error":"#N/A"}},{"$f":"HLOOKUP(AW$371,'Appendix D'!$A$1:$DF$336,$AG326,FALSE)","v":{"$error":"#N/A"}},{"$f":"HLOOKUP(AX$371,'Appendix D'!$A$1:$DF$336,$AG326,FALSE)","v":{"$error":"#N/A"}},{"$f":"HLOOKUP(AY$371,'Appendix D'!$A$1:$DF$336,$AG326,FALSE)","v":{"$error":"#N/A"}},{"$f":"HLOOKUP(AZ$371,'Appendix D'!$A$1:$DF$336,$AG326,FALSE)","v":{"$error":"#N/A"}},{"$f":"HLOOKUP(BA$371,'Appendix D'!$A$1:$DF$336,$AG326,FALSE)","v":{"$error":"#N/A"}},{"$f":"HLOOKUP(BB$371,'Appendix D'!$A$1:$DF$336,$AG326,FALSE)","v":{"$error":"#N/A"}},15]
[null,null,null,null,null,null,null,null,null,null,null,null,null,null,null,null,null,null,null,null,null,null,null,null,null,null,null,{"$f":"AD312","v":5},{"$f":"(AC323+((AC324-AC323)/(AB324-AB323)*(AB327-AB323)))","v":{"$error":"#REF!"}},null,null,null,294,98,{"$f":"HLOOKUP(AI$371,'Appendix D'!$A$1:$DF$336,$AG327,FALSE)","v":{"$error":"#N/A"}},{"$f":"HLOOKUP(AJ$371,'Appendix D'!$A$1:$DF$336,$AG327,FALSE)","v":{"$error":"#N/A"}},{"$f":"HLOOKUP(AK$371,'Appendix D'!$A$1:$DF$336,$AG327,FALSE)","v":{"$error":"#N/A"}},{"$f":"HLOOKUP(AL$371,'Appendix D'!$A$1:$DF$336,$AG327,FALSE)","v":{"$error":"#N/A"}},{"$f":"HLOOKUP(AM$371,'Appendix D'!$A$1:$DF$336,$AG327,FALSE)","v":{"$error":"#N/A"}},{"$f":"HLOOKUP(AN$371,'Appendix D'!$A$1:$DF$336,$AG327,FALSE)","v":{"$error":"#N/A"}},{"$f":"HLOOKUP(AO$371,'Appendix D'!$A$1:$DF$336,$AG327,FALSE)","v":{"$error":"#N/A"}},{"$f":"HLOOKUP(AP$371,'Appendix D'!$A$1:$DF$336,$AG327,FALSE)","v":{"$error":"#N/A"}},{"$f":"HLOOKUP(AQ$371,'Appendix D'!$A$1:$DF$336,$AG327,FALSE)","v":{"$error":"#N/A"}},{"$f":"HLOOKUP(AR$371,'Appendix D'!$A$1:$DF$336,$AG327,FALSE)","v":{"$error":"#N/A"}},{"$f":"HLOOKUP(AS$371,'Appendix D'!$A$1:$DF$336,$AG327,FALSE)","v":{"$error":"#N/A"}},{"$f":"HLOOKUP(AT$371,'Appendix D'!$A$1:$DF$336,$AG327,FALSE)","v":{"$error":"#N/A"}},{"$f":"HLOOKUP(AU$371,'Appendix D'!$A$1:$DF$336,$AG327,FALSE)","v":{"$error":"#N/A"}},{"$f":"HLOOKUP(AV$371,'Appendix D'!$A$1:$DF$336,$AG327,FALSE)","v":{"$error":"#N/A"}},{"$f":"HLOOKUP(AW$371,'Appendix D'!$A$1:$DF$336,$AG327,FALSE)","v":{"$error":"#N/A"}},{"$f":"HLOOKUP(AX$371,'Appendix D'!$A$1:$DF$336,$AG327,FALSE)","v":{"$error":"#N/A"}},{"$f":"HLOOKUP(AY$371,'Appendix D'!$A$1:$DF$336,$AG327,FALSE)","v":{"$error":"#N/A"}},{"$f":"HLOOKUP(AZ$371,'Appendix D'!$A$1:$DF$336,$AG327,FALSE)","v":{"$error":"#N/A"}},{"$f":"HLOOKUP(BA$371,'Appendix D'!$A$1:$DF$336,$AG327,FALSE)","v":{"$error":"#N/A"}},{"$f":"HLOOKUP(BB$371,'Appendix D'!$A$1:$DF$336,$AG327,FALSE)","v":{"$error":"#N/A"}},16]
[]
[null,null,null,null,null,null,null,null,null,null,null,null,null,null,null,null,null,null,null,null,null,null,null,null,null,null,null,"3.75 INCH RETENTION EFFICIENCY INTERPOLATION",null,null,null,null,null,{"$f":"$AH$25","v":0},null,null,null,null,"Mean Annual Mass Removal Efficiencies for 3.75-inches of Retention "]
[]
[null,null,null,null,null,null,null,null,null,null,null,null,null,null,null,null,null,null,null,null,null,null,null,null,null,null,null,"POST","CN","DCIA"]
[null,null,null,null,null,null,null,null,null,null,null,null,null,null,null,null,null,null,null,null,null,null,null,null,null,null,null,null,null,null,null,null,null,"NDCIA CN","Percent DCIA"]
[null,null,null,null,null,null,null,null,null,null,null,null,null,null,null,null,null,null,null,null,null,null,null,null,null,null,null,null,{"$f":"'Watershed Characteristics'!$AA$47","v":0},{"$f":"IF('Watershed Characteristics'!$AA$48<5, 5, 'Watershed Characteristics'!$AA$48)","v":5},null,null,null,null,5,10,15,20,25,30,35,40,45,50,55,60,65,70,75,80,85,90,95,100]
[null,null,null,null,null,null,null,null,null,null,null,null,null,null,null,null,null,null,null,null,null,null,null,null,null,null,null,null,null,null,null,null,301,30,{"$f":"HLOOKUP(AI$371,'Appendix D'!$A$1:$DF$336,$AG334,FALSE)","v":{"$error":"#N/A"}},{"$f":"HLOOKUP(AJ$371,'Appendix D'!$A$1:$DF$336,$AG334,FALSE)","v":{"$error":"#N/A"}},{"$f":"HLOOKUP(AK$371,'Appendix D'!$A$1:$DF$336,$AG334,FALSE)","v":{"$error":"#N/A"}},{"$f":"HLOOKUP(AL$371,'Appendix D'!$A$1:$DF$336,$AG334,FALSE)","v":{"$error":"#N/A"}},{"$f":"HLOOKUP(AM$371,'Appendix D'!$A$1:$DF$336,$AG334,FALSE)","v":{"$error":"#N/A"}},{"$f":"HLOOKUP(AN$371,'Appendix D'!$A$1:$DF$336,$AG334,FALSE)","v":{"$error":"#N/A"}},{"$f":"HLOOKUP(AO$371,'Appendix D'!$A$1:$DF$336,$AG334,FALSE)","v":{"$error":"#N/A"}},{"$f":"HLOOKUP(AP$371,'Appendix D'!$A$1:$DF$336,$AG334,FALSE)","v":{"$error":"#N/A"}},{"$f":"HLOOKUP(AQ$371,'Appendix D'!$A$1:$DF$336,$AG334,FALSE)","v":{"$error":"#N/A"}},{"$f":"HLOOKUP(AR$371,'Appendix D'!$A$1:$DF$336,$AG334,FALSE)","v":{"$error":"#N/A"}},{"$f":"HLOOKUP(AS$371,'Appendix D'!$A$1:$DF$336,$AG334,FALSE)","v":{"$error":"#N/A"}},{"$f":"HLOOKUP(AT$371,'Appendix D'!$A$1:$DF$336,$AG334,FALSE)","v":{"$error":"#N/A"}},{"$f":"HLOOKUP(AU$371,'Appendix D'!$A$1:$DF$336,$AG334,FALSE)","v":{"$error":"#N/A"}},{"$f":"HLOOKUP(AV$371,'Appendix D'!$A$1:$DF$336,$AG334,FALSE)","v":{"$error":"#N/A"}},{"$f":"HLOOKUP(AW$371,'Appendix D'!$A$1:$DF$336,$AG334,FALSE)","v":{"$error":"#N/A"}},{"$f":"HLOOKUP(AX$371,'Appendix D'!$A$1:$DF$336,$AG334,FALSE)","v":{"$error":"#N/A"}},{"$f":"HLOOKUP(AY$371,'Appendix D'!$A$1:$DF$336,$AG334,FALSE)","v":{"$error":"#N/A"}},{"$f":"HLOOKUP(AZ$371,'Appendix D'!$A$1:$DF$336,$AG334,FALSE)","v":{"$error":"#N/A"}},{"$f":"HLOOKUP(BA$371,'Appendix D'!$A$1:$DF$336,$AG334,FALSE)","v":{"$error":"#N/A"}},{"$f":"HLOOKUP(BB$371,'Appendix D'!$A$1:$DF$336,$AG334,FALSE)","v":{"$error":"#N/A"}},2]
[null,null,null,null,null,null,null,null,null,null,null,null,null,null,null,null,null,null,null,null,null,null,null,null,null,null,null,"R.Down:",{"$f":"(ROUNDDOWN(AC333/10,0)*10)","v":0},{"$f":"(ROUNDDOWN(AD333/10,0)*10)","v":0},{"$f":"AE41","v":{"$error":"#N/A"}},null,302,35,{"$f":"HLOOKUP(AI$371,'Appendix D'!$A$1:$DF$336,$AG335,FALSE)","v":{"$error":"#N/A"}},{"$f":"HLOOKUP(AJ$371,'Appendix D'!$A$1:$DF$336,$AG335,FALSE)","v":{"$error":"#N/A"}},{"$f":"HLOOKUP(AK$371,'Appendix D'!$A$1:$DF$336,$AG335,FALSE)","v":{"$error":"#N/A"}},{"$f":"HLOOKUP(AL$371,'Appendix D'!$A$1:$DF$336,$AG335,FALSE)","v":{"$error":"#N/A"}},{"$f":"HLOOKUP(AM$371,'Appendix D'!$A$1:$DF$336,$AG335,FALSE)","v":{"$error":"#N/A"}},{"$f":"HLOOKUP(AN$371,'Appendix D'!$A$1:$DF$336,$AG335,FALSE)","v":{"$error":"#N/A"}},{"$f":"HLOOKUP(AO$371,'Appendix D'!$A$1:$DF$336,$AG335,FALSE)","v":{"$error":"#N/A"}},{"$f":"HLOOKUP(AP$371,'Appendix D'!$A$1:$DF$336,$AG335,FALSE)","v":{"$error":"#N/A"}},{"$f":"HLOOKUP(AQ$371,'Appendix D'!$A$1:$DF$336,$AG335,FALSE)","v":{"$error":"#N/A"}},{"$f":"HLOOKUP(AR$371,'Appendix D'!$A$1:$DF$336,$AG335,FALSE)","v":{"$error":"#N/A"}},{"$f":"HLOOKUP(AS$371,'Appendix D'!$A$1:$DF$336,$AG335,FALSE)","v":{"$error":"#N/A"}},{"$f":"HLOOKUP(AT$371,'Appendix D'!$A$1:$DF$336,$AG335,FALSE)","v":{"$error":"#N/A"}},{"$f":"HLOOKUP(AU$371,'Appendix D'!$A$1:$DF$336,$AG335,FALSE)","v":{"$error":"#N/A"}},{"$f":"HLOOKUP(AV$371,'Appendix D'!$A$1:$DF$336,$AG335,FALSE)","v":{"$error":"#N/A"}},{"$f":"HLOOKUP(AW$371,'Appendix D'!$A$1:$DF$336,$AG335,FALSE)","v":{"$error":"#N/A"}},{"$f":"HLOOKUP(AX$371,'Appendix D'!$A$1:$DF$336,$AG335,FALSE)","v":{"$error":"#N/A"}},{"$f":"HLOOKUP(AY$371,'Appendix D'!$A$1:$DF$336,$AG335,FALSE)","v":{"$error":"#N/A"}},{"$f":"HLOOKUP(AZ$371,'Appendix D'!$A$1:$DF$336,$AG335,FALSE)","v":{"$error":"#N/A"}},{"$f":"HLOOKUP(BA$371,'Appendix D'!$A$1:$DF$336,$AG335,FALSE)","v":{"$error":"#N/A"}},{"$f":"HLOOKUP(BB$371,'Appendix D'!$A$1:$DF$336,$AG335,FALSE)","v":{"$error":"#N/A"}},3]
[null,null,null,null,null,null,null,null,null,null,null,null,null,null,null,null,null,null,null,null,null,null,null,null,null,null,null,"Diff:",{"$f":"AC333-AC335","v":0},{"$f":"AD333-AD335","v":5},{"$f":"AE42","v":{"$error":"#N/A"}},null,303,40,{"$f":"HLOOKUP(AI$371,'Appendix D'!$A$1:$DF$336,$AG336,FALSE)","v":{"$error":"#N/A"}},{"$f":"HLOOKUP(AJ$371,'Appendix D'!$A$1:$DF$336,$AG336,FALSE)","v":{"$error":"#N/A"}},{"$f":"HLOOKUP(AK$371,'Appendix D'!$A$1:$DF$336,$AG336,FALSE)","v":{"$error":"#N/A"}},{"$f":"HLOOKUP(AL$371,'Appendix D'!$A$1:$DF$336,$AG336,FALSE)","v":{"$error":"#N/A"}},{"$f":"HLOOKUP(AM$371,'Appendix D'!$A$1:$DF$336,$AG336,FALSE)","v":{"$error":"#N/A"}},{"$f":"HLOOKUP(AN$371,'Appendix D'!$A$1:$DF$336,$AG336,FALSE)","v":{"$error":"#N/A"}},{"$f":"HLOOKUP(AO$371,'Appendix D'!$A$1:$DF$336,$AG336,FALSE)","v":{"$error":"#N/A"}},{"$f":"HLOOKUP(AP$371,'Appendix D'!$A$1:$DF$336,$AG336,FALSE)","v":{"$error":"#N/A"}},{"$f":"HLOOKUP(AQ$371,'Appendix D'!$A$1:$DF$336,$AG336,FALSE)","v":{"$error":"#N/A"}},{"$f":"HLOOKUP(AR$371,'Appendix D'!$A$1:$DF$336,$AG336,FALSE)","v":{"$error":"#N/A"}},{"$f":"HLOOKUP(AS$371,'Appendix D'!$A$1:$DF$336,$AG336,FALSE)","v":{"$error":"#N/A"}},{"$f":"HLOOKUP(AT$371,'Appendix D'!$A$1:$DF$336,$AG336,FALSE)","v":{"$error":"#N/A"}},{"$f":"HLOOKUP(AU$371,'Appendix D'!$A$1:$DF$336,$AG336,FALSE)","v":{"$error":"#N/A"}},{"$f":"HLOOKUP(AV$371,'Appendix D'!$A$1:$DF$336,$AG336,FALSE)","v":{"$error":"#N/A"}},{"$f":"HLOOKUP(AW$371,'Appendix D'!$A$1:$DF$336,$AG336,FALSE)","v":{"$error":"#N/A"}},{"$f":"HLOOKUP(AX$371,'Appendix D'!$A$1:$DF$336,$AG336,FALSE)","v":{"$error":"#N/A"}},{"$f":"HLOOKUP(AY$371,'Appendix D'!$A$1:$DF$336,$AG336,FALSE)","v":{"$error":"#N/A"}},{"$f":"HLOOKUP(AZ$371,'Appendix D'!$A$1:$DF$336,$AG336,FALSE)","v":{"$error":"#N/A"}},{"$f":"HLOOKUP(BA$371,'Appendix D'!$A$1:$DF$336,$AG336,FALSE)","v":{"$error":"#N/A"}},{"$f":"HLOOKUP(BB$371,'Appendix D'!$A$1:$DF$336,$AG336,FALSE)","v":{"$error":"#N/A"}},4]
[null,null,null,null,null,null,null,null,null,null,null,null,null,null,null,null,null,null,null,null,null,null,null,null,null,null,null,null,null,null,{"$f":"AE43","v":{"$error":"#N/A"}},null,304,45,{"$f":"HLOOKUP(AI$371,'Appendix D'!$A$1:$DF$336,$AG337,FALSE)","v":{"$error":"#N/A"}},{"$f":"HLOOKUP(AJ$371,'Appendix D'!$A$1:$DF$336,$AG337,FALSE)","v":{"$error":"#N/A"}},{"$f":"HLOOKUP(AK$371,'Appendix D'!$A$1:$DF$336,$AG337,FALSE)","v":{"$error":"#N/A"}},{"$f":"HLOOKUP(AL$371,'Appendix D'!$A$1:$DF$336,$AG337,FALSE)","v":{"$error":"#N/A"}},{"$f":"HLOOKUP(AM$371,'Appendix D'!$A$1:$DF$336,$AG337,FALSE)","v":{"$error":"#N/A"}},{"$f":"HLOOKUP(AN$371,'Appendix D'!$A$1:$DF$336,$AG337,FALSE)","v":{"$error":"#N/A"}},{"$f":"HLOOKUP(AO$371,'Appendix D'!$A$1:$DF$336,$AG337,FALSE)","v":{"$error":"#N/A"}},{"$f":"HLOOKUP(AP$371,'Appendix D'!$A$1:$DF$336,$AG337,FALSE)","v":{"$error":"#N/A"}},{"$f":"HLOOKUP(AQ$371,'Appendix D'!$A$1:$DF$336,$AG337,FALSE)","v":{"$error":"#N/A"}},{"$f":"HLOOKUP(AR$371,'Appendix D'!$A$1:$DF$336,$AG337,FALSE)","v":{"$error":"#N/A"}},{"$f":"HLOOKUP(AS$371,'Appendix D'!$A$1:$DF$336,$AG337,FALSE)","v":{"$error":"#N/A"}},{"$f":"HLOOKUP(AT$371,'Appendix D'!$A$1:$DF$336,$AG337,FALSE)","v":{"$error":"#N/A"}},{"$f":"HLOOKUP(AU$371,'Appendix D'!$A$1:$DF$336,$AG337,FALSE)","v":{"$error":"#N/A"}},{"$f":"HLOOKUP(AV$371,'Appendix D'!$A$1:$DF$336,$AG337,FALSE)","v":{"$error":"#N/A"}},{"$f":"HLOOKUP(AW$371,'Appendix D'!$A$1:$DF$336,$AG337,FALSE)","v":{"$error":"#N/A"}},{"$f":"HLOOKUP(AX$371,'Appendix D'!$A$1:$DF$336,$AG337,FALSE)","v":{"$error":"#N/A"}},{"$f":"HLOOKUP(AY$371,'Appendix D'!$A$1:$DF$336,$AG337,FALSE)","v":{"$error":"#N/A"}},{"$f":"HLOOKUP(AZ$371,'Appendix D'!$A$1:$DF$336,$AG337,FALSE)","v":{"$error":"#N/A"}},{"$f":"HLOOKUP(BA$371,'Appendix D'!$A$1:$DF$336,$AG337,FALSE)","v":{"$error":"#N/A"}},{"$f":"HLOOKUP(BB$371,'Appendix D'!$A$1:$DF$336,$AG337,FALSE)","v":{"$error":"#N/A"}},5]
[null,null,null,null,null,null,null,null,null,null,null,null,null,null,null,null,null,null,null,null,null,null,null,null,null,null,null,null,null,null,{"$f":"AE44","v":{"$error":"#N/A"}},null,305,50,{"$f":"HLOOKUP(AI$371,'Appendix D'!$A$1:$DF$336,$AG338,FALSE)","v":{"$error":"#N/A"}},{"$f":"HLOOKUP(AJ$371,'Appendix D'!$A$1:$DF$336,$AG338,FALSE)","v":{"$error":"#N/A"}},{"$f":"HLOOKUP(AK$371,'Appendix D'!$A$1:$DF$336,$AG338,FALSE)","v":{"$error":"#N/A"}},{"$f":"HLOOKUP(AL$371,'Appendix D'!$A$1:$DF$336,$AG338,FALSE)","v":{"$error":"#N/A"}},{"$f":"HLOOKUP(AM$371,'Appendix D'!$A$1:$DF$336,$AG338,FALSE)","v":{"$error":"#N/A"}},{"$f":"HLOOKUP(AN$371,'Appendix D'!$A$1:$DF$336,$AG338,FALSE)","v":{"$error":"#N/A"}},{"$f":"HLOOKUP(AO$371,'Appendix D'!$A$1:$DF$336,$AG338,FALSE)","v":{"$error":"#N/A"}},{"$f":"HLOOKUP(AP$371,'Appendix D'!$A$1:$DF$336,$AG338,FALSE)","v":{"$error":"#N/A"}},{"$f":"HLOOKUP(AQ$371,'Appendix D'!$A$1:$DF$336,$AG338,FALSE)","v":{"$error":"#N/A"}},{"$f":"HLOOKUP(AR$371,'Appendix D'!$A$1:$DF$336,$AG338,FALSE)","v":{"$error":"#N/A"}},{"$f":"HLOOKUP(AS$371,'Appendix D'!$A$1:$DF$336,$AG338,FALSE)","v":{"$error":"#N/A"}},{"$f":"HLOOKUP(AT$371,'Appendix D'!$A$1:$DF$336,$AG338,FALSE)","v":{"$error":"#N/A"}},{"$f":"HLOOKUP(AU$371,'Appendix D'!$A$1:$DF$336,$AG338,FALSE)","v":{"$error":"#N/A"}},{"$f":"HLOOKUP(AV$371,'Appendix D'!$A$1:$DF$336,$AG338,FALSE)","v":{"$error":"#N/A"}},{"$f":"HLOOKUP(AW$371,'Appendix D'!$A$1:$DF$336,$AG338,FALSE)","v":{"$error":"#N/A"}},{"$f":"HLOOKUP(AX$371,'Appendix D'!$A$1:$DF$336,$AG338,FALSE)","v":{"$error":"#N/A"}},{"$f":"HLOOKUP(AY$371,'Appendix D'!$A$1:$DF$336,$AG338,FALSE)","v":{"$error":"#N/A"}},{"$f":"HLOOKUP(AZ$371,'Appendix D'!$A$1:$DF$336,$AG338,FALSE)","v":{"$error":"#N/A"}},{"$f":"HLOOKUP(BA$371,'Appendix D'!$A$1:$DF$336,$AG338,FALSE)","v":{"$error":"#N/A"}},{"$f":"HLOOKUP(BB$371,'Appendix D'!$A$1:$DF$336,$AG338,FALSE)","v":{"$error":"#N/A"}},6]
[null,null,null,null,null,null,null,null,null,null,null,null,null,null,null,null,null,null,null,null,null,null,null,null,null,null,null,null,{"$f":"IF(AC336>5,AC335+5,AC335)","v":0},{"$f":"IF(AC333>95,98,AC339+5)","v":5},null,null,306,55,{"$f":"HLOOKUP(AI$371,'Appendix D'!$A$1:$DF$336,$AG339,FALSE)","v":{"$error":"#N/A"}},{"$f":"HLOOKUP(AJ$371,'Appendix D'!$A$1:$DF$336,$AG339,FALSE)","v":{"$error":"#N/A"}},{"$f":"HLOOKUP(AK$371,'Appendix D'!$A$1:$DF$336,$AG339,FALSE)","v":{"$error":"#N/A"}},{"$f":"HLOOKUP(AL$371,'Appendix D'!$A$1:$DF$336,$AG339,FALSE)","v":{"$error":"#N/A"}},{"$f":"HLOOKUP(AM$371,'Appendix D'!$A$1:$DF$336,$AG339,FALSE)","v":{"$error":"#N/A"}},{"$f":"HLOOKUP(AN$371,'Appendix D'!$A$1:$DF$336,$AG339,FALSE)","v":{"$error":"#N/A"}},{"$f":"HLOOKUP(AO$371,'Appendix D'!$A$1:$DF$336,$AG339,FALSE)","v":{"$error":"#N/A"}},{"$f":"HLOOKUP(AP$371,'Appendix D'!$A$1:$DF$336,$AG339,FALSE)","v":{"$error":"#N/A"}},{"$f":"HLOOKUP(AQ$371,'Appendix D'!$A$1:$DF$336,$AG339,FALSE)","v":{"$error":"#N/A"}},{"$f":"HLOOKUP(AR$371,'Appendix D'!$A$1:$DF$336,$AG339,FALSE)","v":{"$error":"#N/A"}},{"$f":"HLOOKUP(AS$371,'Appendix D'!$A$1:$DF$336,$AG339,FALSE)","v":{"$error":"#N/A"}},{"$f":"HLOOKUP(AT$371,'Appendix D'!$A$1:$DF$336,$AG339,FALSE)","v":{"$error":"#N/A"}},{"$f":"HLOOKUP(AU$371,'Appendix D'!$A$1:$DF$336,$AG339,FALSE)","v":{"$error":"#N/A"}},{"$f":"HLOOKUP(AV$371,'Appendix D'!$A$1:$DF$336,$AG339,FALSE)","v":{"$error":"#N/A"}},{"$f":"HLOOKUP(AW$371,'Appendix D'!$A$1:$DF$336,$AG339,FALSE)","v":{"$error":"#N/A"}},{"$f":"HLOOKUP(AX$371,'Appendix D'!$A$1:$DF$336,$AG339,FALSE)","v":{"$error":"#N/A"}},{"$f":"HLOOKUP(AY$371,'Appendix D'!$A$1:$DF$336,$AG339,FALSE)","v":{"$error":"#N/A"}},{"$f":"HLOOKUP(AZ$371,'Appendix D'!$A$1:$DF$336,$AG339,FALSE)","v":{"$error":"#N/A"}},{"$f":"HLOOKUP(BA$371,'Appendix D'!$A$1:$DF$336,$AG339,FALSE)","v":{"$error":"#N/A"}},{"$f":"HLOOKUP(BB$371,'Appendix D'!$A$1:$DF$336,$AG339,FALSE)","v":{"$error":"#N/A"}},7]
[null,null,null,null,null,null,null,null,null,null,null,null,null,null,null,null,null,null,null,null,null,null,null,null,null,null,null,{"$f":"IF(AD336>5,AD335+5,AD335)","v":0},{"$f":"IF(AB340=0,0,HLOOKUP(AB340,AH333:BC348,AE335,TRUE))","v":0},{"$f":"IF(AB340=0,0,HLOOKUP(AB340,AH333:BC348,AE336,TRUE))","v":0},null,null,307,60,{"$f":"HLOOKUP(AI$371,'Appendix D'!$A$1:$DF$336,$AG340,FALSE)","v":{"$error":"#N/A"}},{"$f":"HLOOKUP(AJ$371,'Appendix D'!$A$1:$DF$336,$AG340,FALSE)","v":{"$error":"#N/A"}},{"$f":"HLOOKUP(AK$371,'Appendix D'!$A$1:$DF$336,$AG340,FALSE)","v":{"$error":"#N/A"}},{"$f":"HLOOKUP(AL$371,'Appendix D'!$A$1:$DF$336,$AG340,FALSE)","v":{"$error":"#N/A"}},{"$f":"HLOOKUP(AM$371,'Appendix D'!$A$1:$DF$336,$AG340,FALSE)","v":{"$error":"#N/A"}},{"$f":"HLOOKUP(AN$371,'Appendix D'!$A$1:$DF$336,$AG340,FALSE)","v":{"$error":"#N/A"}},{"$f":"HLOOKUP(AO$371,'Appendix D'!$A$1:$DF$336,$AG340,FALSE)","v":{"$error":"#N/A"}},{"$f":"HLOOKUP(AP$371,'Appendix D'!$A$1:$DF$336,$AG340,FALSE)","v":{"$error":"#N/A"}},{"$f":"HLOOKUP(AQ$371,'Appendix D'!$A$1:$DF$336,$AG340,FALSE)","v":{"$error":"#N/A"}},{"$f":"HLOOKUP(AR$371,'Appendix D'!$A$1:$DF$336,$AG340,FALSE)","v":{"$error":"#N/A"}},{"$f":"HLOOKUP(AS$371,'Appendix D'!$A$1:$DF$336,$AG340,FALSE)","v":{"$error":"#N/A"}},{"$f":"HLOOKUP(AT$371,'Appendix D'!$A$1:$DF$336,$AG340,FALSE)","v":{"$error":"#N/A"}},{"$f":"HLOOKUP(AU$371,'Appendix D'!$A$1:$DF$336,$AG340,FALSE)","v":{"$error":"#N/A"}},{"$f":"HLOOKUP(AV$371,'Appendix D'!$A$1:$DF$336,$AG340,FALSE)","v":{"$error":"#N/A"}},{"$f":"HLOOKUP(AW$371,'Appendix D'!$A$1:$DF$336,$AG340,FALSE)","v":{"$error":"#N/A"}},{"$f":"HLOOKUP(AX$371,'Appendix D'!$A$1:$DF$336,$AG340,FALSE)","v":{"$error":"#N/A"}},{"$f":"HLOOKUP(AY$371,'Appendix D'!$A$1:$DF$336,$AG340,FALSE)","v":{"$error":"#N/A"}},{"$f":"HLOOKUP(AZ$371,'Appendix D'!$A$1:$DF$336,$AG340,FALSE)","v":{"$error":"#N/A"}},{"$f":"HLOOKUP(BA$371,'Appendix D'!$A$1:$DF$336,$AG340,FALSE)","v":{"$error":"#N/A"}},{"$f":"HLOOKUP(BB$371,'Appendix D'!$A$1:$DF$336,$AG340,FALSE)","v":{"$error":"#N/A"}},8]
[null,null,null,null,null,null,null,null,null,null,null,null,null,null,null,null,null,null,null,null,null,null,null,null,null,null,null,{"$f":"AB340+5","v":5},{"$f":"HLOOKUP(AB341,AH333:BC348,AE335,TRUE)","v":{"$error":"#REF!"}},{"$f":"HLOOKUP(AB341,AH333:BC348,AE336,TRUE)","v":{"$error":"#REF!"}},null,null,308,65,{"$f":"HLOOKUP(AI$371,'Appendix D'!$A$1:$DF$336,$AG341,FALSE)","v":{"$error":"#N/A"}},{"$f":"HLOOKUP(AJ$371,'Appendix D'!$A$1:$DF$336,$AG341,FALSE)","v":{"$error":"#N/A"}},{"$f":"HLOOKUP(AK$371,'Appendix D'!$A$1:$DF$336,$AG341,FALSE)","v":{"$error":"#N/A"}},{"$f":"HLOOKUP(AL$371,'Appendix D'!$A$1:$DF$336,$AG341,FALSE)","v":{"$error":"#N/A"}},{"$f":"HLOOKUP(AM$371,'Appendix D'!$A$1:$DF$336,$AG341,FALSE)","v":{"$error":"#N/A"}},{"$f":"HLOOKUP(AN$371,'Appendix D'!$A$1:$DF$336,$AG341,FALSE)","v":{"$error":"#N/A"}},{"$f":"HLOOKUP(AO$371,'Appendix D'!$A$1:$DF$336,$AG341,FALSE)","v":{"$error":"#N/A"}},{"$f":"HLOOKUP(AP$371,'Appendix D'!$A$1:$DF$336,$AG341,FALSE)","v":{"$error":"#N/A"}},{"$f":"HLOOKUP(AQ$371,'Appendix D'!$A$1:$DF$336,$AG341,FALSE)","v":{"$error":"#N/A"}},{"$f":"HLOOKUP(AR$371,'Appendix D'!$A$1:$DF$336,$AG341,FALSE)","v":{"$error":"#N/A"}},{"$f":"HLOOKUP(AS$371,'Appendix D'!$A$1:$DF$336,$AG341,FALSE)","v":{"$error":"#N/A"}},{"$f":"HLOOKUP(AT$371,'Appendix D'!$A$1:$DF$336,$AG341,FALSE)","v":{"$error":"#N/A"}},{"$f":"HLOOKUP(AU$371,'Appendix D'!$A$1:$DF$336,$AG341,FALSE)","v":{"$error":"#N/A"}},{"$f":"HLOOKUP(AV$371,'Appendix D'!$A$1:$DF$336,$AG341,FALSE)","v":{"$error":"#N/A"}},{"$f":"HLOOKUP(AW$371,'Appendix D'!$A$1:$DF$336,$AG341,FALSE)","v":{"$error":"#N/A"}},{"$f":"HLOOKUP(AX$371,'Appendix D'!$A$1:$DF$336,$AG341,FALSE)","v":{"$error":"#N/A"}},{"$f":"HLOOKUP(AY$371,'Appendix D'!$A$1:$DF$336,$AG341,FALSE)","v":{"$error":"#N/A"}},{"$f":"HLOOKUP(AZ$371,'Appendix D'!$A$1:$DF$336,$AG341,FALSE)","v":{"$error":"#N/A"}},{"$f":"HLOOKUP(BA$371,'Appendix D'!$A$1:$DF$336,$AG341,FALSE)","v":{"$error":"#N/A"}},{"$f":"HLOOKUP(BB$371,'Appendix D'!$A$1:$DF$336,$AG341,FALSE)","v":{"$error":"#N/A"}},9]
[null,null,null,null,null,null,null,null,null,null,null,null,null,null,null,null,null,null,null,null,null,null,null,null,null,null,null,null,null,null,null,null,309,70,{"$f":"HLOOKUP(AI$371,'Appendix D'!$A$1:$DF$336,$AG342,FALSE)","v":{"$error":"#N/A"}},{"$f":"HLOOKUP(AJ$371,'Appendix D'!$A$1:$DF$336,$AG342,FALSE)","v":{"$error":"#N/A"}},{"$f":"HLOOKUP(AK$371,'Appendix D'!$A$1:$DF$336,$AG342,FALSE)","v":{"$error":"#N/A"}},{"$f":"HLOOKUP(AL$371,'Appendix D'!$A$1:$DF$336,$AG342,FALSE)","v":{"$error":"#N/A"}},{"$f":"HLOOKUP(AM$371,'Appendix D'!$A$1:$DF$336,$AG342,FALSE)","v":{"$error":"#N/A"}},{"$f":"HLOOKUP(AN$371,'Appendix D'!$A$1:$DF$336,$AG342,FALSE)","v":{"$error":"#N/A"}},{"$f":"HLOOKUP(AO$371,'Appendix D'!$A$1:$DF$336,$AG342,FALSE)","v":{"$error":"#N/A"}},{"$f":"HLOOKUP(AP$371,'Appendix D'!$A$1:$DF$336,$AG342,FALSE)","v":{"$error":"#N/A"}},{"$f":"HLOOKUP(AQ$371,'Appendix D'!$A$1:$DF$336,$AG342,FALSE)","v":{"$error":"#N/A"}},{"$f":"HLOOKUP(AR$371,'Appendix D'!$A$1:$DF$336,$AG342,FALSE)","v":{"$error":"#N/A"}},{"$f":"HLOOKUP(AS$371,'Appendix D'!$A$1:$DF$336,$AG342,FALSE)","v":{"$error":"#N/A"}},{"$f":"HLOOKUP(AT$371,'Appendix D'!$A$1:$DF$336,$AG342,FALSE)","v":{"$error":"#N/A"}},{"$f":"HLOOKUP(AU$371,'Appendix D'!$A$1:$DF$336,$AG342,FALSE)","v":{"$error":"#N/A"}},{"$f":"HLOOKUP(AV$371,'Appendix D'!$A$1:$DF$336,$AG342,FALSE)","v":{"$error":"#N/A"}},{"$f":"HLOOKUP(AW$371,'Appendix D'!$A$1:$DF$336,$AG342,FALSE)","v":{"$error":"#N/A"}},{"$f":"HLOOKUP(AX$371,'Appendix D'!$A$1:$DF$336,$AG342,FALSE)","v":{"$error":"#N/A"}},{"$f":"HLOOKUP(AY$371,'Appendix D'!$A$1:$DF$336,$AG342,FALSE)","v":{"$error":"#N/A"}},{"$f":"HLOOKUP(AZ$371,'Appendix D'!$A$1:$DF$336,$AG342,FALSE)","v":{"$error":"#N/A"}},{"$f":"HLOOKUP(BA$371,'Appendix D'!$A$1:$DF$336,$AG342,FALSE)","v":{"$error":"#N/A"}},{"$f":"HLOOKUP(BB$371,'Appendix D'!$A$1:$DF$336,$AG342,FALSE)","v":{"$error":"#N/A"}},10]
[null,null,null,null,null,null,null,null,null,null,null,null,null,null,null,null,null,null,null,null,null,null,null,null,null,null,null,null,{"$f":"AC333","v":0},null,null,null,310,75,{"$f":"HLOOKUP(AI$371,'Appendix D'!$A$1:$DF$336,$AG343,FALSE)","v":{"$error":"#N/A"}},{"$f":"HLOOKUP(AJ$371,'Appendix D'!$A$1:$DF$336,$AG343,FALSE)","v":{"$error":"#N/A"}},{"$f":"HLOOKUP(AK$371,'Appendix D'!$A$1:$DF$336,$AG343,FALSE)","v":{"$error":"#N/A"}},{"$f":"HLOOKUP(AL$371,'Appendix D'!$A$1:$DF$336,$AG343,FALSE)","v":{"$error":"#N/A"}},{"$f":"HLOOKUP(AM$371,'Appendix D'!$A$1:$DF$336,$AG343,FALSE)","v":{"$error":"#N/A"}},{"$f":"HLOOKUP(AN$371,'Appendix D'!$A$1:$DF$336,$AG343,FALSE)","v":{"$error":"#N/A"}},{"$f":"HLOOKUP(AO$371,'Appendix D'!$A$1:$DF$336,$AG343,FALSE)","v":{"$error":"#N/A"}},{"$f":"HLOOKUP(AP$371,'Appendix D'!$A$1:$DF$336,$AG343,FALSE)","v":{"$error":"#N/A"}},{"$f":"HLOOKUP(AQ$371,'Appendix D'!$A$1:$DF$336,$AG343,FALSE)","v":{"$error":"#N/A"}},{"$f":"HLOOKUP(AR$371,'Appendix D'!$A$1:$DF$336,$AG343,FALSE)","v":{"$error":"#N/A"}},{"$f":"HLOOKUP(AS$371,'Appendix D'!$A$1:$DF$336,$AG343,FALSE)","v":{"$error":"#N/A"}},{"$f":"HLOOKUP(AT$371,'Appendix D'!$A$1:$DF$336,$AG343,FALSE)","v":{"$error":"#N/A"}},{"$f":"HLOOKUP(AU$371,'Appendix D'!$A$1:$DF$336,$AG343,FALSE)","v":{"$error":"#N/A"}},{"$f":"HLOOKUP(AV$371,'Appendix D'!$A$1:$DF$336,$AG343,FALSE)","v":{"$error":"#N/A"}},{"$f":"HLOOKUP(AW$371,'Appendix D'!$A$1:$DF$336,$AG343,FALSE)","v":{"$error":"#N/A"}},{"$f":"HLOOKUP(AX$371,'Appendix D'!$A$1:$DF$336,$AG343,FALSE)","v":{"$error":"#N/A"}},{"$f":"HLOOKUP(AY$371,'Appendix D'!$A$1:$DF$336,$AG343,FALSE)","v":{"$error":"#N/A"}},{"$f":"HLOOKUP(AZ$371,'Appendix D'!$A$1:$DF$336,$AG343,FALSE)","v":{"$error":"#N/A"}},{"$f":"HLOOKUP(BA$371,'Appendix D'!$A$1:$DF$336,$AG343,FALSE)","v":{"$error":"#N/A"}},{"$f":"HLOOKUP(BB$371,'Appendix D'!$A$1:$DF$336,$AG343,FALSE)","v":{"$error":"#N/A"}},11]
[null,null,null,null,null,null,null,null,null,null,null,null,null,null,null,null,null,null,null,null,null,null,null,null,null,null,null,{"$f":"AB340","v":0},{"$f":"(AC340+((AD340-AC340)/(AD339-AC339)*(AC333-AC339)))","v":0},null,null,null,311,80,{"$f":"HLOOKUP(AI$371,'Appendix D'!$A$1:$DF$336,$AG344,FALSE)","v":{"$error":"#N/A"}},{"$f":"HLOOKUP(AJ$371,'Appendix D'!$A$1:$DF$336,$AG344,FALSE)","v":{"$error":"#N/A"}},{"$f":"HLOOKUP(AK$371,'Appendix D'!$A$1:$DF$336,$AG344,FALSE)","v":{"$error":"#N/A"}},{"$f":"HLOOKUP(AL$371,'Appendix D'!$A$1:$DF$336,$AG344,FALSE)","v":{"$error":"#N/A"}},{"$f":"HLOOKUP(AM$371,'Appendix D'!$A$1:$DF$336,$AG344,FALSE)","v":{"$error":"#N/A"}},{"$f":"HLOOKUP(AN$371,'Appendix D'!$A$1:$DF$336,$AG344,FALSE)","v":{"$error":"#N/A"}},{"$f":"HLOOKUP(AO$371,'Appendix D'!$A$1:$DF$336,$AG344,FALSE)","v":{"$error":"#N/A"}},{"$f":"HLOOKUP(AP$371,'Appendix D'!$A$1:$DF$336,$AG344,FALSE)","v":{"$error":"#N/A"}},{"$f":"HLOOKUP(AQ$371,'Appendix D'!$A$1:$DF$336,$AG344,FALSE)","v":{"$error":"#N/A"}},{"$f":"HLOOKUP(AR$371,'Appendix D'!$A$1:$DF$336,$AG344,FALSE)","v":{"$error":"#N/A"}},{"$f":"HLOOKUP(AS$371,'Appendix D'!$A$1:$DF$336,$AG344,FALSE)","v":{"$error":"#N/A"}},{"$f":"HLOOKUP(AT$371,'Appendix D'!$A$1:$DF$336,$AG344,FALSE)","v":{"$error":"#N/A"}},{"$f":"HLOOKUP(AU$371,'Appendix D'!$A$1:$DF$336,$AG344,FALSE)","v":{"$error":"#N/A"}},{"$f":"HLOOKUP(AV$371,'Appendix D'!$A$1:$DF$336,$AG344,FALSE)","v":{"$error":"#N/A"}},{"$f":"HLOOKUP(AW$371,'Appendix D'!$A$1:$DF$336,$AG344,FALSE)","v":{"$error":"#N/A"}},{"$f":"HLOOKUP(AX$371,'Appendix D'!$A$1:$DF$336,$AG344,FALSE)","v":{"$error":"#N/A"}},{"$f":"HLOOKUP(AY$371,'Appendix D'!$A$1:$DF$336,$AG344,FALSE)","v":{"$error":"#N/A"}},{"$f":"HLOOKUP(AZ$371,'Appendix D'!$A$1:$DF$336,$AG344,FALSE)","v":{"$error":"#N/A"}},{"$f":"HLOOKUP(BA$371,'Appendix D'!$A$1:$DF$336,$AG344,FALSE)","v":{"$error":"#N/A"}},{"$f":"HLOOKUP(BB$371,'Appendix D'!$A$1:$DF$336,$AG344,FALSE)","v":{"$error":"#N/A"}},12]
[null,null,null,null,null,null,null,null,null,null,null,null,null,null,null,null,null,null,null,null,null,null,null,null,null,null,null,{"$f":"AB341","v":5},{"$f":"(AC341+((AD341-AC341)/(AD339-AC339)*(AC333-AC339)))","v":{"$error":"#REF!"}},null,null,null,312,85,{"$f":"HLOOKUP(AI$371,'Appendix D'!$A$1:$DF$336,$AG345,FALSE)","v":{"$error":"#N/A"}},{"$f":"HLOOKUP(AJ$371,'Appendix D'!$A$1:$DF$336,$AG345,FALSE)","v":{"$error":"#N/A"}},{"$f":"HLOOKUP(AK$371,'Appendix D'!$A$1:$DF$336,$AG345,FALSE)","v":{"$error":"#N/A"}},{"$f":"HLOOKUP(AL$371,'Appendix D'!$A$1:$DF$336,$AG345,FALSE)","v":{"$error":"#N/A"}},{"$f":"HLOOKUP(AM$371,'Appendix D'!$A$1:$DF$336,$AG345,FALSE)","v":{"$error":"#N/A"}},{"$f":"HLOOKUP(AN$371,'Appendix D'!$A$1:$DF$336,$AG345,FALSE)","v":{"$error":"#N/A"}},{"$f":"HLOOKUP(AO$371,'Appendix D'!$A$1:$DF$336,$AG345,FALSE)","v":{"$error":"#N/A"}},{"$f":"HLOOKUP(AP$371,'Appendix D'!$A$1:$DF$336,$AG345,FALSE)","v":{"$error":"#N/A"}},{"$f":"HLOOKUP(AQ$371,'Appendix D'!$A$1:$DF$336,$AG345,FALSE)","v":{"$error":"#N/A"}},{"$f":"HLOOKUP(AR$371,'Appendix D'!$A$1:$DF$336,$AG345,FALSE)","v":{"$error":"#N/A"}},{"$f":"HLOOKUP(AS$371,'Appendix D'!$A$1:$DF$336,$AG345,FALSE)","v":{"$error":"#N/A"}},{"$f":"HLOOKUP(AT$371,'Appendix D'!$A$1:$DF$336,$AG345,FALSE)","v":{"$error":"#N/A"}},{"$f":"HLOOKUP(AU$371,'Appendix D'!$A$1:$DF$336,$AG345,FALSE)","v":{"$error":"#N/A"}},{"$f":"HLOOKUP(AV$371,'Appendix D'!$A$1:$DF$336,$AG345,FALSE)","v":{"$error":"#N/A"}},{"$f":"HLOOKUP(AW$371,'Appendix D'!$A$1:$DF$336,$AG345,FALSE)","v":{"$error":"#N/A"}},{"$f":"HLOOKUP(AX$371,'Appendix D'!$A$1:$DF$336,$AG345,FALSE)","v":{"$error":"#N/A"}},{"$f":"HLOOKUP(AY$371,'Appendix D'!$A$1:$DF$336,$AG345,FALSE)","v":{"$error":"#N/A"}},{"$f":"HLOOKUP(AZ$371,'Appendix D'!$A$1:$DF$336,$AG345,FALSE)","v":{"$error":"#N/A"}},{"$f":"HLOOKUP(BA$371,'Appendix D'!$A$1:$DF$336,$AG345,FALSE)","v":{"$error":"#N/A"}},{"$f":"HLOOKUP(BB$371,'Appendix D'!$A$1:$DF$336,$AG345,FALSE)","v":{"$error":"#N/A"}},13]
[null,null,null,null,null,null,null,null,null,null,null,null,null,null,null,null,null,null,null,null,null,null,null,null,null,null,null,null,null,null,null,null,313,90,{"$f":"HLOOKUP(AI$371,'Appendix D'!$A$1:$DF$336,$AG346,FALSE)","v":{"$error":"#N/A"}},{"$f":"HLOOKUP(AJ$371,'Appendix D'!$A$1:$DF$336,$AG346,FALSE)","v":{"$error":"#N/A"}},{"$f":"HLOOKUP(AK$371,'Appendix D'!$A$1:$DF$336,$AG346,FALSE)","v":{"$error":"#N/A"}},{"$f":"HLOOKUP(AL$371,'Appendix D'!$A$1:$DF$336,$AG346,FALSE)","v":{"$error":"#N/A"}},{"$f":"HLOOKUP(AM$371,'Appendix D'!$A$1:$DF$336,$AG346,FALSE)","v":{"$error":"#N/A"}},{"$f":"HLOOKUP(AN$371,'Appendix D'!$A$1:$DF$336,$AG346,FALSE)","v":{"$error":"#N/A"}},{"$f":"HLOOKUP(AO$371,'Appendix D'!$A$1:$DF$336,$AG346,FALSE)","v":{"$error":"#N/A"}},{"$f":"HLOOKUP(AP$371,'Appendix D'!$A$1:$DF$336,$AG346,FALSE)","v":{"$error":"#N/A"}},{"$f":"HLOOKUP(AQ$371,'Appendix D'!$A$1:$DF$336,$AG346,FALSE)","v":{"$error":"#N/A"}},{"$f":"HLOOKUP(AR$371,'Appendix D'!$A$1:$DF$336,$AG346,FALSE)","v":{"$error":"#N/A"}},{"$f":"HLOOKUP(AS$371,'Appendix D'!$A$1:$DF$336,$AG346,FALSE)","v":{"$error":"#N/A"}},{"$f":"HLOOKUP(AT$371,'Appendix D'!$A$1:$DF$336,$AG346,FALSE)","v":{"$error":"#N/A"}},{"$f":"HLOOKUP(AU$371,'Appendix D'!$A$1:$DF$336,$AG346,FALSE)","v":{"$error":"#N/A"}},{"$f":"HLOOKUP(AV$371,'Appendix D'!$A$1:$DF$336,$AG346,FALSE)","v":{"$error":"#N/A"}},{"$f":"HLOOKUP(AW$371,'Appendix D'!$A$1:$DF$336,$AG346,FALSE)","v":{"$error":"#N/A"}},{"$f":"HLOOKUP(AX$371,'Appendix D'!$A$1:$DF$336,$AG346,FALSE)","v":{"$error":"#N/A"}},{"$f":"HLOOKUP(AY$371,'Appendix D'!$A$1:$DF$336,$AG346,FALSE)","v":{"$error":"#N/A"}},{"$f":"HLOOKUP(AZ$371,'Appendix D'!$A$1:$DF$336,$AG346,FALSE)","v":{"$error":"#N/A"}},{"$f":"HLOOKUP(BA$371,'Appendix D'!$A$1:$DF$336,$AG346,FALSE)","v":{"$error":"#N/A"}},{"$f":"HLOOKUP(BB$371,'Appendix D'!$A$1:$DF$336,$AG346,FALSE)","v":{"$error":"#N/A"}},14]
[null,null,null,null,null,null,null,null,null,null,null,null,null,null,null,null,null,null,null,null,null,null,null,null,null,null,null,null,{"$f":"AC343","v":0},null,null,null,314,95,{"$f":"HLOOKUP(AI$371,'Appendix D'!$A$1:$DF$336,$AG347,FALSE)","v":{"$error":"#N/A"}},{"$f":"HLOOKUP(AJ$371,'Appendix D'!$A$1:$DF$336,$AG347,FALSE)","v":{"$error":"#N/A"}},{"$f":"HLOOKUP(AK$371,'Appendix D'!$A$1:$DF$336,$AG347,FALSE)","v":{"$error":"#N/A"}},{"$f":"HLOOKUP(AL$371,'Appendix D'!$A$1:$DF$336,$AG347,FALSE)","v":{"$error":"#N/A"}},{"$f":"HLOOKUP(AM$371,'Appendix D'!$A$1:$DF$336,$AG347,FALSE)","v":{"$error":"#N/A"}},{"$f":"HLOOKUP(AN$371,'Appendix D'!$A$1:$DF$336,$AG347,FALSE)","v":{"$error":"#N/A"}},{"$f":"HLOOKUP(AO$371,'Appendix D'!$A$1:$DF$336,$AG347,FALSE)","v":{"$error":"#N/A"}},{"$f":"HLOOKUP(AP$371,'Appendix D'!$A$1:$DF$336,$AG347,FALSE)","v":{"$error":"#N/A"}},{"$f":"HLOOKUP(AQ$371,'Appendix D'!$A$1:$DF$336,$AG347,FALSE)","v":{"$error":"#N/A"}},{"$f":"HLOOKUP(AR$371,'Appendix D'!$A$1:$DF$336,$AG347,FALSE)","v":{"$error":"#N/A"}},{"$f":"HLOOKUP(AS$371,'Appendix D'!$A$1:$DF$336,$AG347,FALSE)","v":{"$error":"#N/A"}},{"$f":"HLOOKUP(AT$371,'Appendix D'!$A$1:$DF$336,$AG347,FALSE)","v":{"$error":"#N/A"}},{"$f":"HLOOKUP(AU$371,'Appendix D'!$A$1:$DF$336,$AG347,FALSE)","v":{"$error":"#N/A"}},{"$f":"HLOOKUP(AV$371,'Appendix D'!$A$1:$DF$336,$AG347,FALSE)","v":{"$error":"#N/A"}},{"$f":"HLOOKUP(AW$371,'Appendix D'!$A$1:$DF$336,$AG347,FALSE)","v":{"$error":"#N/A"}},{"$f":"HLOOKUP(AX$371,'Appendix D'!$A$1:$DF$336,$AG347,FALSE)","v":{"$error":"#N/A"}},{"$f":"HLOOKUP(AY$371,'Appendix D'!$A$1:$DF$336,$AG347,FALSE)","v":{"$error":"#N/A"}},{"$f":"HLOOKUP(AZ$371,'Appendix D'!$A$1:$DF$336,$AG347,FALSE)","v":{"$error":"#N/A"}},{"$f":"HLOOKUP(BA$371,'Appendix D'!$A$1:$DF$336,$AG347,FALSE)","v":{"$error":"#N/A"}},{"$f":"HLOOKUP(BB$371,'Appendix D'!$A$1:$DF$336,$AG347,FALSE)","v":{"$error":"#N/A"}},15]
[null,null,null,null,null,null,null,null,null,null,null,null,null,null,null,null,null,null,null,null,null,null,null,null,null,null,null,{"$f":"AD333","v":5},{"$f":"(AC344+((AC345-AC344)/(AB345-AB344)*(AB348-AB344)))","v":{"$error":"#REF!"}},null,null,null,315,98,{"$f":"HLOOKUP(AI$371,'Appendix D'!$A$1:$DF$336,$AG348,FALSE)","v":{"$error":"#N/A"}},{"$f":"HLOOKUP(AJ$371,'Appendix D'!$A$1:$DF$336,$AG348,FALSE)","v":{"$error":"#N/A"}},{"$f":"HLOOKUP(AK$371,'Appendix D'!$A$1:$DF$336,$AG348,FALSE)","v":{"$error":"#N/A"}},{"$f":"HLOOKUP(AL$371,'Appendix D'!$A$1:$DF$336,$AG348,FALSE)","v":{"$error":"#N/A"}},{"$f":"HLOOKUP(AM$371,'Appendix D'!$A$1:$DF$336,$AG348,FALSE)","v":{"$error":"#N/A"}},{"$f":"HLOOKUP(AN$371,'Appendix D'!$A$1:$DF$336,$AG348,FALSE)","v":{"$error":"#N/A"}},{"$f":"HLOOKUP(AO$371,'Appendix D'!$A$1:$DF$336,$AG348,FALSE)","v":{"$error":"#N/A"}},{"$f":"HLOOKUP(AP$371,'Appendix D'!$A$1:$DF$336,$AG348,FALSE)","v":{"$error":"#N/A"}},{"$f":"HLOOKUP(AQ$371,'Appendix D'!$A$1:$DF$336,$AG348,FALSE)","v":{"$error":"#N/A"}},{"$f":"HLOOKUP(AR$371,'Appendix D'!$A$1:$DF$336,$AG348,FALSE)","v":{"$error":"#N/A"}},{"$f":"HLOOKUP(AS$371,'Appendix D'!$A$1:$DF$336,$AG348,FALSE)","v":{"$error":"#N/A"}},{"$f":"HLOOKUP(AT$371,'Appendix D'!$A$1:$DF$336,$AG348,FALSE)","v":{"$error":"#N/A"}},{"$f":"HLOOKUP(AU$371,'Appendix D'!$A$1:$DF$336,$AG348,FALSE)","v":{"$error":"#N/A"}},{"$f":"HLOOKUP(AV$371,'Appendix D'!$A$1:$DF$336,$AG348,FALSE)","v":{"$error":"#N/A"}},{"$f":"HLOOKUP(AW$371,'Appendix D'!$A$1:$DF$336,$AG348,FALSE)","v":{"$error":"#N/A"}},{"$f":"HLOOKUP(AX$371,'Appendix D'!$A$1:$DF$336,$AG348,FALSE)","v":{"$error":"#N/A"}},{"$f":"HLOOKUP(AY$371,'Appendix D'!$A$1:$DF$336,$AG348,FALSE)","v":{"$error":"#N/A"}},{"$f":"HLOOKUP(AZ$371,'Appendix D'!$A$1:$DF$336,$AG348,FALSE)","v":{"$error":"#N/A"}},{"$f":"HLOOKUP(BA$371,'Appendix D'!$A$1:$DF$336,$AG348,FALSE)","v":{"$error":"#N/A"}},{"$f":"HLOOKUP(BB$371,'Appendix D'!$A$1:$DF$336,$AG348,FALSE)","v":{"$error":"#N/A"}},16]
[]
[null,null,null,null,null,null,null,null,null,null,null,null,null,null,null,null,null,null,null,null,null,null,null,null,null,null,null,"4.00 INCH RETENTION EFFICIENCY INTERPOLATION",null,null,null,null,null,{"$f":"$AH$25","v":0},null,null,null,null,"Mean Annual Mass Removal Efficiencies for 4.00-inches of Retention "]
[]
[null,null,null,null,null,null,null,null,null,null,null,null,null,null,null,null,null,null,null,null,null,null,null,null,null,null,null,"POST","CN","DCIA"]
[null,null,null,null,null,null,null,null,null,null,null,null,null,null,null,null,null,null,null,null,null,null,null,null,null,null,null,null,null,null,null,null,null,"NDCIA CN","Percent DCIA"]
[null,null,null,null,null,null,null,null,null,null,null,null,null,null,null,null,null,null,null,null,null,null,null,null,null,null,null,null,{"$f":"'Watershed Characteristics'!$AA$47","v":0},{"$f":"IF('Watershed Characteristics'!$AA$48<5, 5, 'Watershed Characteristics'!$AA$48)","v":5},null,null,null,null,5,10,15,20,25,30,35,40,45,50,55,60,65,70,75,80,85,90,95,100]
[null,null,null,null,null,null,null,null,null,null,null,null,null,null,null,null,null,null,null,null,null,null,null,null,null,null,null,null,null,null,null,null,322,30,{"$f":"HLOOKUP(AI$371,'Appendix D'!$A$1:$DF$336,$AG355,FALSE)","v":{"$error":"#N/A"}},{"$f":"HLOOKUP(AJ$371,'Appendix D'!$A$1:$DF$336,$AG355,FALSE)","v":{"$error":"#N/A"}},{"$f":"HLOOKUP(AK$371,'Appendix D'!$A$1:$DF$336,$AG355,FALSE)","v":{"$error":"#N/A"}},{"$f":"HLOOKUP(AL$371,'Appendix D'!$A$1:$DF$336,$AG355,FALSE)","v":{"$error":"#N/A"}},{"$f":"HLOOKUP(AM$371,'Appendix D'!$A$1:$DF$336,$AG355,FALSE)","v":{"$error":"#N/A"}},{"$f":"HLOOKUP(AN$371,'Appendix D'!$A$1:$DF$336,$AG355,FALSE)","v":{"$error":"#N/A"}},{"$f":"HLOOKUP(AO$371,'Appendix D'!$A$1:$DF$336,$AG355,FALSE)","v":{"$error":"#N/A"}},{"$f":"HLOOKUP(AP$371,'Appendix D'!$A$1:$DF$336,$AG355,FALSE)","v":{"$error":"#N/A"}},{"$f":"HLOOKUP(AQ$371,'Appendix D'!$A$1:$DF$336,$AG355,FALSE)","v":{"$error":"#N/A"}},{"$f":"HLOOKUP(AR$371,'Appendix D'!$A$1:$DF$336,$AG355,FALSE)","v":{"$error":"#N/A"}},{"$f":"HLOOKUP(AS$371,'Appendix D'!$A$1:$DF$336,$AG355,FALSE)","v":{"$error":"#N/A"}},{"$f":"HLOOKUP(AT$371,'Appendix D'!$A$1:$DF$336,$AG355,FALSE)","v":{"$error":"#N/A"}},{"$f":"HLOOKUP(AU$371,'Appendix D'!$A$1:$DF$336,$AG355,FALSE)","v":{"$error":"#N/A"}},{"$f":"HLOOKUP(AV$371,'Appendix D'!$A$1:$DF$336,$AG355,FALSE)","v":{"$error":"#N/A"}},{"$f":"HLOOKUP(AW$371,'Appendix D'!$A$1:$DF$336,$AG355,FALSE)","v":{"$error":"#N/A"}},{"$f":"HLOOKUP(AX$371,'Appendix D'!$A$1:$DF$336,$AG355,FALSE)","v":{"$error":"#N/A"}},{"$f":"HLOOKUP(AY$371,'Appendix D'!$A$1:$DF$336,$AG355,FALSE)","v":{"$error":"#N/A"}},{"$f":"HLOOKUP(AZ$371,'Appendix D'!$A$1:$DF$336,$AG355,FALSE)","v":{"$error":"#N/A"}},{"$f":"HLOOKUP(BA$371,'Appendix D'!$A$1:$DF$336,$AG355,FALSE)","v":{"$error":"#N/A"}},{"$f":"HLOOKUP(BB$371,'Appendix D'!$A$1:$DF$336,$AG355,FALSE)","v":{"$error":"#N/A"}},2]
[null,null,null,null,null,null,null,null,null,null,null,null,null,null,null,null,null,null,null,null,null,null,null,null,null,null,null,"R.Down:",{"$f":"(ROUNDDOWN(AC354/10,0)*10)","v":0},{"$f":"(ROUNDDOWN(AD354/10,0)*10)","v":0},{"$f":"AE41","v":{"$error":"#N/A"}},null,323,35,{"$f":"HLOOKUP(AI$371,'Appendix D'!$A$1:$DF$336,$AG356,FALSE)","v":{"$error":"#N/A"}},{"$f":"HLOOKUP(AJ$371,'Appendix D'!$A$1:$DF$336,$AG356,FALSE)","v":{"$error":"#N/A"}},{"$f":"HLOOKUP(AK$371,'Appendix D'!$A$1:$DF$336,$AG356,FALSE)","v":{"$error":"#N/A"}},{"$f":"HLOOKUP(AL$371,'Appendix D'!$A$1:$DF$336,$AG356,FALSE)","v":{"$error":"#N/A"}},{"$f":"HLOOKUP(AM$371,'Appendix D'!$A$1:$DF$336,$AG356,FALSE)","v":{"$error":"#N/A"}},{"$f":"HLOOKUP(AN$371,'Appendix D'!$A$1:$DF$336,$AG356,FALSE)","v":{"$error":"#N/A"}},{"$f":"HLOOKUP(AO$371,'Appendix D'!$A$1:$DF$336,$AG356,FALSE)","v":{"$error":"#N/A"}},{"$f":"HLOOKUP(AP$371,'Appendix D'!$A$1:$DF$336,$AG356,FALSE)","v":{"$error":"#N/A"}},{"$f":"HLOOKUP(AQ$371,'Appendix D'!$A$1:$DF$336,$AG356,FALSE)","v":{"$error":"#N/A"}},{"$f":"HLOOKUP(AR$371,'Appendix D'!$A$1:$DF$336,$AG356,FALSE)","v":{"$error":"#N/A"}},{"$f":"HLOOKUP(AS$371,'Appendix D'!$A$1:$DF$336,$AG356,FALSE)","v":{"$error":"#N/A"}},{"$f":"HLOOKUP(AT$371,'Appendix D'!$A$1:$DF$336,$AG356,FALSE)","v":{"$error":"#N/A"}},{"$f":"HLOOKUP(AU$371,'Appendix D'!$A$1:$DF$336,$AG356,FALSE)","v":{"$error":"#N/A"}},{"$f":"HLOOKUP(AV$371,'Appendix D'!$A$1:$DF$336,$AG356,FALSE)","v":{"$error":"#N/A"}},{"$f":"HLOOKUP(AW$371,'Appendix D'!$A$1:$DF$336,$AG356,FALSE)","v":{"$error":"#N/A"}},{"$f":"HLOOKUP(AX$371,'Appendix D'!$A$1:$DF$336,$AG356,FALSE)","v":{"$error":"#N/A"}},{"$f":"HLOOKUP(AY$371,'Appendix D'!$A$1:$DF$336,$AG356,FALSE)","v":{"$error":"#N/A"}},{"$f":"HLOOKUP(AZ$371,'Appendix D'!$A$1:$DF$336,$AG356,FALSE)","v":{"$error":"#N/A"}},{"$f":"HLOOKUP(BA$371,'Appendix D'!$A$1:$DF$336,$AG356,FALSE)","v":{"$error":"#N/A"}},{"$f":"HLOOKUP(BB$371,'Appendix D'!$A$1:$DF$336,$AG356,FALSE)","v":{"$error":"#N/A"}},3]
[null,null,null,null,null,null,null,null,null,null,null,null,null,null,null,null,null,null,null,null,null,null,null,null,null,null,null,"Diff:",{"$f":"AC354-AC356","v":0},{"$f":"AD354-AD356","v":5},{"$f":"AE42","v":{"$error":"#N/A"}},null,324,40,{"$f":"HLOOKUP(AI$371,'Appendix D'!$A$1:$DF$336,$AG357,FALSE)","v":{"$error":"#N/A"}},{"$f":"HLOOKUP(AJ$371,'Appendix D'!$A$1:$DF$336,$AG357,FALSE)","v":{"$error":"#N/A"}},{"$f":"HLOOKUP(AK$371,'Appendix D'!$A$1:$DF$336,$AG357,FALSE)","v":{"$error":"#N/A"}},{"$f":"HLOOKUP(AL$371,'Appendix D'!$A$1:$DF$336,$AG357,FALSE)","v":{"$error":"#N/A"}},{"$f":"HLOOKUP(AM$371,'Appendix D'!$A$1:$DF$336,$AG357,FALSE)","v":{"$error":"#N/A"}},{"$f":"HLOOKUP(AN$371,'Appendix D'!$A$1:$DF$336,$AG357,FALSE)","v":{"$error":"#N/A"}},{"$f":"HLOOKUP(AO$371,'Appendix D'!$A$1:$DF$336,$AG357,FALSE)","v":{"$error":"#N/A"}},{"$f":"HLOOKUP(AP$371,'Appendix D'!$A$1:$DF$336,$AG357,FALSE)","v":{"$error":"#N/A"}},{"$f":"HLOOKUP(AQ$371,'Appendix D'!$A$1:$DF$336,$AG357,FALSE)","v":{"$error":"#N/A"}},{"$f":"HLOOKUP(AR$371,'Appendix D'!$A$1:$DF$336,$AG357,FALSE)","v":{"$error":"#N/A"}},{"$f":"HLOOKUP(AS$371,'Appendix D'!$A$1:$DF$336,$AG357,FALSE)","v":{"$error":"#N/A"}},{"$f":"HLOOKUP(AT$371,'Appendix D'!$A$1:$DF$336,$AG357,FALSE)","v":{"$error":"#N/A"}},{"$f":"HLOOKUP(AU$371,'Appendix D'!$A$1:$DF$336,$AG357,FALSE)","v":{"$error":"#N/A"}},{"$f":"HLOOKUP(AV$371,'Appendix D'!$A$1:$DF$336,$AG357,FALSE)","v":{"$error":"#N/A"}},{"$f":"HLOOKUP(AW$371,'Appendix D'!$A$1:$DF$336,$AG357,FALSE)","v":{"$error":"#N/A"}},{"$f":"HLOOKUP(AX$371,'Appendix D'!$A$1:$DF$336,$AG357,FALSE)","v":{"$error":"#N/A"}},{"$f":"HLOOKUP(AY$371,'Appendix D'!$A$1:$DF$336,$AG357,FALSE)","v":{"$error":"#N/A"}},{"$f":"HLOOKUP(AZ$371,'Appendix D'!$A$1:$DF$336,$AG357,FALSE)","v":{"$error":"#N/A"}},{"$f":"HLOOKUP(BA$371,'Appendix D'!$A$1:$DF$336,$AG357,FALSE)","v":{"$error":"#N/A"}},{"$f":"HLOOKUP(BB$371,'Appendix D'!$A$1:$DF$336,$AG357,FALSE)","v":{"$error":"#N/A"}},4]
[null,null,null,null,null,null,null,null,null,null,null,null,null,null,null,null,null,null,null,null,null,null,null,null,null,null,null,null,null,null,{"$f":"AE43","v":{"$error":"#N/A"}},null,325,45,{"$f":"HLOOKUP(AI$371,'Appendix D'!$A$1:$DF$336,$AG358,FALSE)","v":{"$error":"#N/A"}},{"$f":"HLOOKUP(AJ$371,'Appendix D'!$A$1:$DF$336,$AG358,FALSE)","v":{"$error":"#N/A"}},{"$f":"HLOOKUP(AK$371,'Appendix D'!$A$1:$DF$336,$AG358,FALSE)","v":{"$error":"#N/A"}},{"$f":"HLOOKUP(AL$371,'Appendix D'!$A$1:$DF$336,$AG358,FALSE)","v":{"$error":"#N/A"}},{"$f":"HLOOKUP(AM$371,'Appendix D'!$A$1:$DF$336,$AG358,FALSE)","v":{"$error":"#N/A"}},{"$f":"HLOOKUP(AN$371,'Appendix D'!$A$1:$DF$336,$AG358,FALSE)","v":{"$error":"#N/A"}},{"$f":"HLOOKUP(AO$371,'Appendix D'!$A$1:$DF$336,$AG358,FALSE)","v":{"$error":"#N/A"}},{"$f":"HLOOKUP(AP$371,'Appendix D'!$A$1:$DF$336,$AG358,FALSE)","v":{"$error":"#N/A"}},{"$f":"HLOOKUP(AQ$371,'Appendix D'!$A$1:$DF$336,$AG358,FALSE)","v":{"$error":"#N/A"}},{"$f":"HLOOKUP(AR$371,'Appendix D'!$A$1:$DF$336,$AG358,FALSE)","v":{"$error":"#N/A"}},{"$f":"HLOOKUP(AS$371,'Appendix D'!$A$1:$DF$336,$AG358,FALSE)","v":{"$error":"#N/A"}},{"$f":"HLOOKUP(AT$371,'Appendix D'!$A$1:$DF$336,$AG358,FALSE)","v":{"$error":"#N/A"}},{"$f":"HLOOKUP(AU$371,'Appendix D'!$A$1:$DF$336,$AG358,FALSE)","v":{"$error":"#N/A"}},{"$f":"HLOOKUP(AV$371,'Appendix D'!$A$1:$DF$336,$AG358,FALSE)","v":{"$error":"#N/A"}},{"$f":"HLOOKUP(AW$371,'Appendix D'!$A$1:$DF$336,$AG358,FALSE)","v":{"$error":"#N/A"}},{"$f":"HLOOKUP(AX$371,'Appendix D'!$A$1:$DF$336,$AG358,FALSE)","v":{"$error":"#N/A"}},{"$f":"HLOOKUP(AY$371,'Appendix D'!$A$1:$DF$336,$AG358,FALSE)","v":{"$error":"#N/A"}},{"$f":"HLOOKUP(AZ$371,'Appendix D'!$A$1:$DF$336,$AG358,FALSE)","v":{"$error":"#N/A"}},{"$f":"HLOOKUP(BA$371,'Appendix D'!$A$1:$DF$336,$AG358,FALSE)","v":{"$error":"#N/A"}},{"$f":"HLOOKUP(BB$371,'Appendix D'!$A$1:$DF$336,$AG358,FALSE)","v":{"$error":"#N/A"}},5]
[null,null,null,null,null,null,null,null,null,null,null,null,null,null,null,null,null,null,null,null,null,null,null,null,null,null,null,null,null,null,{"$f":"AE44","v":{"$error":"#N/A"}},null,326,50,{"$f":"HLOOKUP(AI$371,'Appendix D'!$A$1:$DF$336,$AG359,FALSE)","v":{"$error":"#N/A"}},{"$f":"HLOOKUP(AJ$371,'Appendix D'!$A$1:$DF$336,$AG359,FALSE)","v":{"$error":"#N/A"}},{"$f":"HLOOKUP(AK$371,'Appendix D'!$A$1:$DF$336,$AG359,FALSE)","v":{"$error":"#N/A"}},{"$f":"HLOOKUP(AL$371,'Appendix D'!$A$1:$DF$336,$AG359,FALSE)","v":{"$error":"#N/A"}},{"$f":"HLOOKUP(AM$371,'Appendix D'!$A$1:$DF$336,$AG359,FALSE)","v":{"$error":"#N/A"}},{"$f":"HLOOKUP(AN$371,'Appendix D'!$A$1:$DF$336,$AG359,FALSE)","v":{"$error":"#N/A"}},{"$f":"HLOOKUP(AO$371,'Appendix D'!$A$1:$DF$336,$AG359,FALSE)","v":{"$error":"#N/A"}},{"$f":"HLOOKUP(AP$371,'Appendix D'!$A$1:$DF$336,$AG359,FALSE)","v":{"$error":"#N/A"}},{"$f":"HLOOKUP(AQ$371,'Appendix D'!$A$1:$DF$336,$AG359,FALSE)","v":{"$error":"#N/A"}},{"$f":"HLOOKUP(AR$371,'Appendix D'!$A$1:$DF$336,$AG359,FALSE)","v":{"$error":"#N/A"}},{"$f":"HLOOKUP(AS$371,'Appendix D'!$A$1:$DF$336,$AG359,FALSE)","v":{"$error":"#N/A"}},{"$f":"HLOOKUP(AT$371,'Appendix D'!$A$1:$DF$336,$AG359,FALSE)","v":{"$error":"#N/A"}},{"$f":"HLOOKUP(AU$371,'Appendix D'!$A$1:$DF$336,$AG359,FALSE)","v":{"$error":"#N/A"}},{"$f":"HLOOKUP(AV$371,'Appendix D'!$A$1:$DF$336,$AG359,FALSE)","v":{"$error":"#N/A"}},{"$f":"HLOOKUP(AW$371,'Appendix D'!$A$1:$DF$336,$AG359,FALSE)","v":{"$error":"#N/A"}},{"$f":"HLOOKUP(AX$371,'Appendix D'!$A$1:$DF$336,$AG359,FALSE)","v":{"$error":"#N/A"}},{"$f":"HLOOKUP(AY$371,'Appendix D'!$A$1:$DF$336,$AG359,FALSE)","v":{"$error":"#N/A"}},{"$f":"HLOOKUP(AZ$371,'Appendix D'!$A$1:$DF$336,$AG359,FALSE)","v":{"$error":"#N/A"}},{"$f":"HLOOKUP(BA$371,'Appendix D'!$A$1:$DF$336,$AG359,FALSE)","v":{"$error":"#N/A"}},{"$f":"HLOOKUP(BB$371,'Appendix D'!$A$1:$DF$336,$AG359,FALSE)","v":{"$error":"#N/A"}},6]
[null,null,null,null,null,null,null,null,null,null,null,null,null,null,null,null,null,null,null,null,null,null,null,null,null,null,null,null,{"$f":"IF(AC357>5,AC356+5,AC356)","v":0},{"$f":"IF(AC354>95,98,AC360+5)","v":5},null,null,327,55,{"$f":"HLOOKUP(AI$371,'Appendix D'!$A$1:$DF$336,$AG360,FALSE)","v":{"$error":"#N/A"}},{"$f":"HLOOKUP(AJ$371,'Appendix D'!$A$1:$DF$336,$AG360,FALSE)","v":{"$error":"#N/A"}},{"$f":"HLOOKUP(AK$371,'Appendix D'!$A$1:$DF$336,$AG360,FALSE)","v":{"$error":"#N/A"}},{"$f":"HLOOKUP(AL$371,'Appendix D'!$A$1:$DF$336,$AG360,FALSE)","v":{"$error":"#N/A"}},{"$f":"HLOOKUP(AM$371,'Appendix D'!$A$1:$DF$336,$AG360,FALSE)","v":{"$error":"#N/A"}},{"$f":"HLOOKUP(AN$371,'Appendix D'!$A$1:$DF$336,$AG360,FALSE)","v":{"$error":"#N/A"}},{"$f":"HLOOKUP(AO$371,'Appendix D'!$A$1:$DF$336,$AG360,FALSE)","v":{"$error":"#N/A"}},{"$f":"HLOOKUP(AP$371,'Appendix D'!$A$1:$DF$336,$AG360,FALSE)","v":{"$error":"#N/A"}},{"$f":"HLOOKUP(AQ$371,'Appendix D'!$A$1:$DF$336,$AG360,FALSE)","v":{"$error":"#N/A"}},{"$f":"HLOOKUP(AR$371,'Appendix D'!$A$1:$DF$336,$AG360,FALSE)","v":{"$error":"#N/A"}},{"$f":"HLOOKUP(AS$371,'Appendix D'!$A$1:$DF$336,$AG360,FALSE)","v":{"$error":"#N/A"}},{"$f":"HLOOKUP(AT$371,'Appendix D'!$A$1:$DF$336,$AG360,FALSE)","v":{"$error":"#N/A"}},{"$f":"HLOOKUP(AU$371,'Appendix D'!$A$1:$DF$336,$AG360,FALSE)","v":{"$error":"#N/A"}},{"$f":"HLOOKUP(AV$371,'Appendix D'!$A$1:$DF$336,$AG360,FALSE)","v":{"$error":"#N/A"}},{"$f":"HLOOKUP(AW$371,'Appendix D'!$A$1:$DF$336,$AG360,FALSE)","v":{"$error":"#N/A"}},{"$f":"HLOOKUP(AX$371,'Appendix D'!$A$1:$DF$336,$AG360,FALSE)","v":{"$error":"#N/A"}},{"$f":"HLOOKUP(AY$371,'Appendix D'!$A$1:$DF$336,$AG360,FALSE)","v":{"$error":"#N/A"}},{"$f":"HLOOKUP(AZ$371,'Appendix D'!$A$1:$DF$336,$AG360,FALSE)","v":{"$error":"#N/A"}},{"$f":"HLOOKUP(BA$371,'Appendix D'!$A$1:$DF$336,$AG360,FALSE)","v":{"$error":"#N/A"}},{"$f":"HLOOKUP(BB$371,'Appendix D'!$A$1:$DF$336,$AG360,FALSE)","v":{"$error":"#N/A"}},7]
[null,null,null,null,null,null,null,null,null,null,null,null,null,null,null,null,null,null,null,null,null,null,null,null,null,null,null,{"$f":"IF(AD357>5,AD356+5,AD356)","v":0},{"$f":"IF(AB361=0,0,HLOOKUP(AB361,AH354:BC369,AE356,TRUE))","v":0},{"$f":"IF(AB361=0,0,HLOOKUP(AB361,AH354:BC369,AE357,TRUE))","v":0},null,null,328,60,{"$f":"HLOOKUP(AI$371,'Appendix D'!$A$1:$DF$336,$AG361,FALSE)","v":{"$error":"#N/A"}},{"$f":"HLOOKUP(AJ$371,'Appendix D'!$A$1:$DF$336,$AG361,FALSE)","v":{"$error":"#N/A"}},{"$f":"HLOOKUP(AK$371,'Appendix D'!$A$1:$DF$336,$AG361,FALSE)","v":{"$error":"#N/A"}},{"$f":"HLOOKUP(AL$371,'Appendix D'!$A$1:$DF$336,$AG361,FALSE)","v":{"$error":"#N/A"}},{"$f":"HLOOKUP(AM$371,'Appendix D'!$A$1:$DF$336,$AG361,FALSE)","v":{"$error":"#N/A"}},{"$f":"HLOOKUP(AN$371,'Appendix D'!$A$1:$DF$336,$AG361,FALSE)","v":{"$error":"#N/A"}},{"$f":"HLOOKUP(AO$371,'Appendix D'!$A$1:$DF$336,$AG361,FALSE)","v":{"$error":"#N/A"}},{"$f":"HLOOKUP(AP$371,'Appendix D'!$A$1:$DF$336,$AG361,FALSE)","v":{"$error":"#N/A"}},{"$f":"HLOOKUP(AQ$371,'Appendix D'!$A$1:$DF$336,$AG361,FALSE)","v":{"$error":"#N/A"}},{"$f":"HLOOKUP(AR$371,'Appendix D'!$A$1:$DF$336,$AG361,FALSE)","v":{"$error":"#N/A"}},{"$f":"HLOOKUP(AS$371,'Appendix D'!$A$1:$DF$336,$AG361,FALSE)","v":{"$error":"#N/A"}},{"$f":"HLOOKUP(AT$371,'Appendix D'!$A$1:$DF$336,$AG361,FALSE)","v":{"$error":"#N/A"}},{"$f":"HLOOKUP(AU$371,'Appendix D'!$A$1:$DF$336,$AG361,FALSE)","v":{"$error":"#N/A"}},{"$f":"HLOOKUP(AV$371,'Appendix D'!$A$1:$DF$336,$AG361,FALSE)","v":{"$error":"#N/A"}},{"$f":"HLOOKUP(AW$371,'Appendix D'!$A$1:$DF$336,$AG361,FALSE)","v":{"$error":"#N/A"}},{"$f":"HLOOKUP(AX$371,'Appendix D'!$A$1:$DF$336,$AG361,FALSE)","v":{"$error":"#N/A"}},{"$f":"HLOOKUP(AY$371,'Appendix D'!$A$1:$DF$336,$AG361,FALSE)","v":{"$error":"#N/A"}},{"$f":"HLOOKUP(AZ$371,'Appendix D'!$A$1:$DF$336,$AG361,FALSE)","v":{"$error":"#N/A"}},{"$f":"HLOOKUP(BA$371,'Appendix D'!$A$1:$DF$336,$AG361,FALSE)","v":{"$error":"#N/A"}},{"$f":"HLOOKUP(BB$371,'Appendix D'!$A$1:$DF$336,$AG361,FALSE)","v":{"$error":"#N/A"}},8]
[null,null,null,null,null,null,null,null,null,null,null,null,null,null,null,null,null,null,null,null,null,null,null,null,null,null,null,{"$f":"AB361+5","v":5},{"$f":"HLOOKUP(AB362,AH354:BC369,AE356,TRUE)","v":{"$error":"#REF!"}},{"$f":"HLOOKUP(AB362,AH354:BC369,AE357,TRUE)","v":{"$error":"#REF!"}},null,null,329,65,{"$f":"HLOOKUP(AI$371,'Appendix D'!$A$1:$DF$336,$AG362,FALSE)","v":{"$error":"#N/A"}},{"$f":"HLOOKUP(AJ$371,'Appendix D'!$A$1:$DF$336,$AG362,FALSE)","v":{"$error":"#N/A"}},{"$f":"HLOOKUP(AK$371,'Appendix D'!$A$1:$DF$336,$AG362,FALSE)","v":{"$error":"#N/A"}},{"$f":"HLOOKUP(AL$371,'Appendix D'!$A$1:$DF$336,$AG362,FALSE)","v":{"$error":"#N/A"}},{"$f":"HLOOKUP(AM$371,'Appendix D'!$A$1:$DF$336,$AG362,FALSE)","v":{"$error":"#N/A"}},{"$f":"HLOOKUP(AN$371,'Appendix D'!$A$1:$DF$336,$AG362,FALSE)","v":{"$error":"#N/A"}},{"$f":"HLOOKUP(AO$371,'Appendix D'!$A$1:$DF$336,$AG362,FALSE)","v":{"$error":"#N/A"}},{"$f":"HLOOKUP(AP$371,'Appendix D'!$A$1:$DF$336,$AG362,FALSE)","v":{"$error":"#N/A"}},{"$f":"HLOOKUP(AQ$371,'Appendix D'!$A$1:$DF$336,$AG362,FALSE)","v":{"$error":"#N/A"}},{"$f":"HLOOKUP(AR$371,'Appendix D'!$A$1:$DF$336,$AG362,FALSE)","v":{"$error":"#N/A"}},{"$f":"HLOOKUP(AS$371,'Appendix D'!$A$1:$DF$336,$AG362,FALSE)","v":{"$error":"#N/A"}},{"$f":"HLOOKUP(AT$371,'Appendix D'!$A$1:$DF$336,$AG362,FALSE)","v":{"$error":"#N/A"}},{"$f":"HLOOKUP(AU$371,'Appendix D'!$A$1:$DF$336,$AG362,FALSE)","v":{"$error":"#N/A"}},{"$f":"HLOOKUP(AV$371,'Appendix D'!$A$1:$DF$336,$AG362,FALSE)","v":{"$error":"#N/A"}},{"$f":"HLOOKUP(AW$371,'Appendix D'!$A$1:$DF$336,$AG362,FALSE)","v":{"$error":"#N/A"}},{"$f":"HLOOKUP(AX$371,'Appendix D'!$A$1:$DF$336,$AG362,FALSE)","v":{"$error":"#N/A"}},{"$f":"HLOOKUP(AY$371,'Appendix D'!$A$1:$DF$336,$AG362,FALSE)","v":{"$error":"#N/A"}},{"$f":"HLOOKUP(AZ$371,'Appendix D'!$A$1:$DF$336,$AG362,FALSE)","v":{"$error":"#N/A"}},{"$f":"HLOOKUP(BA$371,'Appendix D'!$A$1:$DF$336,$AG362,FALSE)","v":{"$error":"#N/A"}},{"$f":"HLOOKUP(BB$371,'Appendix D'!$A$1:$DF$336,$AG362,FALSE)","v":{"$error":"#N/A"}},9]
[null,null,null,null,null,null,null,null,null,null,null,null,null,null,null,null,null,null,null,null,null,null,null,null,null,null,null,null,null,null,null,null,330,70,{"$f":"HLOOKUP(AI$371,'Appendix D'!$A$1:$DF$336,$AG363,FALSE)","v":{"$error":"#N/A"}},{"$f":"HLOOKUP(AJ$371,'Appendix D'!$A$1:$DF$336,$AG363,FALSE)","v":{"$error":"#N/A"}},{"$f":"HLOOKUP(AK$371,'Appendix D'!$A$1:$DF$336,$AG363,FALSE)","v":{"$error":"#N/A"}},{"$f":"HLOOKUP(AL$371,'Appendix D'!$A$1:$DF$336,$AG363,FALSE)","v":{"$error":"#N/A"}},{"$f":"HLOOKUP(AM$371,'Appendix D'!$A$1:$DF$336,$AG363,FALSE)","v":{"$error":"#N/A"}},{"$f":"HLOOKUP(AN$371,'Appendix D'!$A$1:$DF$336,$AG363,FALSE)","v":{"$error":"#N/A"}},{"$f":"HLOOKUP(AO$371,'Appendix D'!$A$1:$DF$336,$AG363,FALSE)","v":{"$error":"#N/A"}},{"$f":"HLOOKUP(AP$371,'Appendix D'!$A$1:$DF$336,$AG363,FALSE)","v":{"$error":"#N/A"}},{"$f":"HLOOKUP(AQ$371,'Appendix D'!$A$1:$DF$336,$AG363,FALSE)","v":{"$error":"#N/A"}},{"$f":"HLOOKUP(AR$371,'Appendix D'!$A$1:$DF$336,$AG363,FALSE)","v":{"$error":"#N/A"}},{"$f":"HLOOKUP(AS$371,'Appendix D'!$A$1:$DF$336,$AG363,FALSE)","v":{"$error":"#N/A"}},{"$f":"HLOOKUP(AT$371,'Appendix D'!$A$1:$DF$336,$AG363,FALSE)","v":{"$error":"#N/A"}},{"$f":"HLOOKUP(AU$371,'Appendix D'!$A$1:$DF$336,$AG363,FALSE)","v":{"$error":"#N/A"}},{"$f":"HLOOKUP(AV$371,'Appendix D'!$A$1:$DF$336,$AG363,FALSE)","v":{"$error":"#N/A"}},{"$f":"HLOOKUP(AW$371,'Appendix D'!$A$1:$DF$336,$AG363,FALSE)","v":{"$error":"#N/A"}},{"$f":"HLOOKUP(AX$371,'Appendix D'!$A$1:$DF$336,$AG363,FALSE)","v":{"$error":"#N/A"}},{"$f":"HLOOKUP(AY$371,'Appendix D'!$A$1:$DF$336,$AG363,FALSE)","v":{"$error":"#N/A"}},{"$f":"HLOOKUP(AZ$371,'Appendix D'!$A$1:$DF$336,$AG363,FALSE)","v":{"$error":"#N/A"}},{"$f":"HLOOKUP(BA$371,'Appendix D'!$A$1:$DF$336,$AG363,FALSE)","v":{"$error":"#N/A"}},{"$f":"HLOOKUP(BB$371,'Appendix D'!$A$1:$DF$336,$AG363,FALSE)","v":{"$error":"#N/A"}},10]
[null,null,null,null,null,null,null,null,null,null,null,null,null,null,null,null,null,null,null,null,null,null,null,null,null,null,null,null,{"$f":"AC354","v":0},null,null,null,331,75,{"$f":"HLOOKUP(AI$371,'Appendix D'!$A$1:$DF$336,$AG364,FALSE)","v":{"$error":"#N/A"}},{"$f":"HLOOKUP(AJ$371,'Appendix D'!$A$1:$DF$336,$AG364,FALSE)","v":{"$error":"#N/A"}},{"$f":"HLOOKUP(AK$371,'Appendix D'!$A$1:$DF$336,$AG364,FALSE)","v":{"$error":"#N/A"}},{"$f":"HLOOKUP(AL$371,'Appendix D'!$A$1:$DF$336,$AG364,FALSE)","v":{"$error":"#N/A"}},{"$f":"HLOOKUP(AM$371,'Appendix D'!$A$1:$DF$336,$AG364,FALSE)","v":{"$error":"#N/A"}},{"$f":"HLOOKUP(AN$371,'Appendix D'!$A$1:$DF$336,$AG364,FALSE)","v":{"$error":"#N/A"}},{"$f":"HLOOKUP(AO$371,'Appendix D'!$A$1:$DF$336,$AG364,FALSE)","v":{"$error":"#N/A"}},{"$f":"HLOOKUP(AP$371,'Appendix D'!$A$1:$DF$336,$AG364,FALSE)","v":{"$error":"#N/A"}},{"$f":"HLOOKUP(AQ$371,'Appendix D'!$A$1:$DF$336,$AG364,FALSE)","v":{"$error":"#N/A"}},{"$f":"HLOOKUP(AR$371,'Appendix D'!$A$1:$DF$336,$AG364,FALSE)","v":{"$error":"#N/A"}},{"$f":"HLOOKUP(AS$371,'Appendix D'!$A$1:$DF$336,$AG364,FALSE)","v":{"$error":"#N/A"}},{"$f":"HLOOKUP(AT$371,'Appendix D'!$A$1:$DF$336,$AG364,FALSE)","v":{"$error":"#N/A"}},{"$f":"HLOOKUP(AU$371,'Appendix D'!$A$1:$DF$336,$AG364,FALSE)","v":{"$error":"#N/A"}},{"$f":"HLOOKUP(AV$371,'Appendix D'!$A$1:$DF$336,$AG364,FALSE)","v":{"$error":"#N/A"}},{"$f":"HLOOKUP(AW$371,'Appendix D'!$A$1:$DF$336,$AG364,FALSE)","v":{"$error":"#N/A"}},{"$f":"HLOOKUP(AX$371,'Appendix D'!$A$1:$DF$336,$AG364,FALSE)","v":{"$error":"#N/A"}},{"$f":"HLOOKUP(AY$371,'Appendix D'!$A$1:$DF$336,$AG364,FALSE)","v":{"$error":"#N/A"}},{"$f":"HLOOKUP(AZ$371,'Appendix D'!$A$1:$DF$336,$AG364,FALSE)","v":{"$error":"#N/A"}},{"$f":"HLOOKUP(BA$371,'Appendix D'!$A$1:$DF$336,$AG364,FALSE)","v":{"$error":"#N/A"}},{"$f":"HLOOKUP(BB$371,'Appendix D'!$A$1:$DF$336,$AG364,FALSE)","v":{"$error":"#N/A"}},11]
[null,null,null,null,null,null,null,null,null,null,null,null,null,null,null,null,null,null,null,null,null,null,null,null,null,null,null,{"$f":"AB361","v":0},{"$f":"(AC361+((AD361-AC361)/(AD360-AC360)*(AC354-AC360)))","v":0},null,null,null,332,80,{"$f":"HLOOKUP(AI$371,'Appendix D'!$A$1:$DF$336,$AG365,FALSE)","v":{"$error":"#N/A"}},{"$f":"HLOOKUP(AJ$371,'Appendix D'!$A$1:$DF$336,$AG365,FALSE)","v":{"$error":"#N/A"}},{"$f":"HLOOKUP(AK$371,'Appendix D'!$A$1:$DF$336,$AG365,FALSE)","v":{"$error":"#N/A"}},{"$f":"HLOOKUP(AL$371,'Appendix D'!$A$1:$DF$336,$AG365,FALSE)","v":{"$error":"#N/A"}},{"$f":"HLOOKUP(AM$371,'Appendix D'!$A$1:$DF$336,$AG365,FALSE)","v":{"$error":"#N/A"}},{"$f":"HLOOKUP(AN$371,'Appendix D'!$A$1:$DF$336,$AG365,FALSE)","v":{"$error":"#N/A"}},{"$f":"HLOOKUP(AO$371,'Appendix D'!$A$1:$DF$336,$AG365,FALSE)","v":{"$error":"#N/A"}},{"$f":"HLOOKUP(AP$371,'Appendix D'!$A$1:$DF$336,$AG365,FALSE)","v":{"$error":"#N/A"}},{"$f":"HLOOKUP(AQ$371,'Appendix D'!$A$1:$DF$336,$AG365,FALSE)","v":{"$error":"#N/A"}},{"$f":"HLOOKUP(AR$371,'Appendix D'!$A$1:$DF$336,$AG365,FALSE)","v":{"$error":"#N/A"}},{"$f":"HLOOKUP(AS$371,'Appendix D'!$A$1:$DF$336,$AG365,FALSE)","v":{"$error":"#N/A"}},{"$f":"HLOOKUP(AT$371,'Appendix D'!$A$1:$DF$336,$AG365,FALSE)","v":{"$error":"#N/A"}},{"$f":"HLOOKUP(AU$371,'Appendix D'!$A$1:$DF$336,$AG365,FALSE)","v":{"$error":"#N/A"}},{"$f":"HLOOKUP(AV$371,'Appendix D'!$A$1:$DF$336,$AG365,FALSE)","v":{"$error":"#N/A"}},{"$f":"HLOOKUP(AW$371,'Appendix D'!$A$1:$DF$336,$AG365,FALSE)","v":{"$error":"#N/A"}},{"$f":"HLOOKUP(AX$371,'Appendix D'!$A$1:$DF$336,$AG365,FALSE)","v":{"$error":"#N/A"}},{"$f":"HLOOKUP(AY$371,'Appendix D'!$A$1:$DF$336,$AG365,FALSE)","v":{"$error":"#N/A"}},{"$f":"HLOOKUP(AZ$371,'Appendix D'!$A$1:$DF$336,$AG365,FALSE)","v":{"$error":"#N/A"}},{"$f":"HLOOKUP(BA$371,'Appendix D'!$A$1:$DF$336,$AG365,FALSE)","v":{"$error":"#N/A"}},{"$f":"HLOOKUP(BB$371,'Appendix D'!$A$1:$DF$336,$AG365,FALSE)","v":{"$error":"#N/A"}},12]
[null,null,null,null,null,null,null,null,null,null,null,null,null,null,null,null,null,null,null,null,null,null,null,null,null,null,null,{"$f":"AB362","v":5},{"$f":"(AC362+((AD362-AC362)/(AD360-AC360)*(AC354-AC360)))","v":{"$error":"#REF!"}},null,null,null,333,85,{"$f":"HLOOKUP(AI$371,'Appendix D'!$A$1:$DF$336,$AG366,FALSE)","v":{"$error":"#N/A"}},{"$f":"HLOOKUP(AJ$371,'Appendix D'!$A$1:$DF$336,$AG366,FALSE)","v":{"$error":"#N/A"}},{"$f":"HLOOKUP(AK$371,'Appendix D'!$A$1:$DF$336,$AG366,FALSE)","v":{"$error":"#N/A"}},{"$f":"HLOOKUP(AL$371,'Appendix D'!$A$1:$DF$336,$AG366,FALSE)","v":{"$error":"#N/A"}},{"$f":"HLOOKUP(AM$371,'Appendix D'!$A$1:$DF$336,$AG366,FALSE)","v":{"$error":"#N/A"}},{"$f":"HLOOKUP(AN$371,'Appendix D'!$A$1:$DF$336,$AG366,FALSE)","v":{"$error":"#N/A"}},{"$f":"HLOOKUP(AO$371,'Appendix D'!$A$1:$DF$336,$AG366,FALSE)","v":{"$error":"#N/A"}},{"$f":"HLOOKUP(AP$371,'Appendix D'!$A$1:$DF$336,$AG366,FALSE)","v":{"$error":"#N/A"}},{"$f":"HLOOKUP(AQ$371,'Appendix D'!$A$1:$DF$336,$AG366,FALSE)","v":{"$error":"#N/A"}},{"$f":"HLOOKUP(AR$371,'Appendix D'!$A$1:$DF$336,$AG366,FALSE)","v":{"$error":"#N/A"}},{"$f":"HLOOKUP(AS$371,'Appendix D'!$A$1:$DF$336,$AG366,FALSE)","v":{"$error":"#N/A"}},{"$f":"HLOOKUP(AT$371,'Appendix D'!$A$1:$DF$336,$AG366,FALSE)","v":{"$error":"#N/A"}},{"$f":"HLOOKUP(AU$371,'Appendix D'!$A$1:$DF$336,$AG366,FALSE)","v":{"$error":"#N/A"}},{"$f":"HLOOKUP(AV$371,'Appendix D'!$A$1:$DF$336,$AG366,FALSE)","v":{"$error":"#N/A"}},{"$f":"HLOOKUP(AW$371,'Appendix D'!$A$1:$DF$336,$AG366,FALSE)","v":{"$error":"#N/A"}},{"$f":"HLOOKUP(AX$371,'Appendix D'!$A$1:$DF$336,$AG366,FALSE)","v":{"$error":"#N/A"}},{"$f":"HLOOKUP(AY$371,'Appendix D'!$A$1:$DF$336,$AG366,FALSE)","v":{"$error":"#N/A"}},{"$f":"HLOOKUP(AZ$371,'Appendix D'!$A$1:$DF$336,$AG366,FALSE)","v":{"$error":"#N/A"}},{"$f":"HLOOKUP(BA$371,'Appendix D'!$A$1:$DF$336,$AG366,FALSE)","v":{"$error":"#N/A"}},{"$f":"HLOOKUP(BB$371,'Appendix D'!$A$1:$DF$336,$AG366,FALSE)","v":{"$error":"#N/A"}},13]
[null,null,null,null,null,null,null,null,null,null,null,null,null,null,null,null,null,null,null,null,null,null,null,null,null,null,null,null,null,null,null,null,334,90,{"$f":"HLOOKUP(AI$371,'Appendix D'!$A$1:$DF$336,$AG367,FALSE)","v":{"$error":"#N/A"}},{"$f":"HLOOKUP(AJ$371,'Appendix D'!$A$1:$DF$336,$AG367,FALSE)","v":{"$error":"#N/A"}},{"$f":"HLOOKUP(AK$371,'Appendix D'!$A$1:$DF$336,$AG367,FALSE)","v":{"$error":"#N/A"}},{"$f":"HLOOKUP(AL$371,'Appendix D'!$A$1:$DF$336,$AG367,FALSE)","v":{"$error":"#N/A"}},{"$f":"HLOOKUP(AM$371,'Appendix D'!$A$1:$DF$336,$AG367,FALSE)","v":{"$error":"#N/A"}},{"$f":"HLOOKUP(AN$371,'Appendix D'!$A$1:$DF$336,$AG367,FALSE)","v":{"$error":"#N/A"}},{"$f":"HLOOKUP(AO$371,'Appendix D'!$A$1:$DF$336,$AG367,FALSE)","v":{"$error":"#N/A"}},{"$f":"HLOOKUP(AP$371,'Appendix D'!$A$1:$DF$336,$AG367,FALSE)","v":{"$error":"#N/A"}},{"$f":"HLOOKUP(AQ$371,'Appendix D'!$A$1:$DF$336,$AG367,FALSE)","v":{"$error":"#N/A"}},{"$f":"HLOOKUP(AR$371,'Appendix D'!$A$1:$DF$336,$AG367,FALSE)","v":{"$error":"#N/A"}},{"$f":"HLOOKUP(AS$371,'Appendix D'!$A$1:$DF$336,$AG367,FALSE)","v":{"$error":"#N/A"}},{"$f":"HLOOKUP(AT$371,'Appendix D'!$A$1:$DF$336,$AG367,FALSE)","v":{"$error":"#N/A"}},{"$f":"HLOOKUP(AU$371,'Appendix D'!$A$1:$DF$336,$AG367,FALSE)","v":{"$error":"#N/A"}},{"$f":"HLOOKUP(AV$371,'Appendix D'!$A$1:$DF$336,$AG367,FALSE)","v":{"$error":"#N/A"}},{"$f":"HLOOKUP(AW$371,'Appendix D'!$A$1:$DF$336,$AG367,FALSE)","v":{"$error":"#N/A"}},{"$f":"HLOOKUP(AX$371,'Appendix D'!$A$1:$DF$336,$AG367,FALSE)","v":{"$error":"#N/A"}},{"$f":"HLOOKUP(AY$371,'Appendix D'!$A$1:$DF$336,$AG367,FALSE)","v":{"$error":"#N/A"}},{"$f":"HLOOKUP(AZ$371,'Appendix D'!$A$1:$DF$336,$AG367,FALSE)","v":{"$error":"#N/A"}},{"$f":"HLOOKUP(BA$371,'Appendix D'!$A$1:$DF$336,$AG367,FALSE)","v":{"$error":"#N/A"}},{"$f":"HLOOKUP(BB$371,'Appendix D'!$A$1:$DF$336,$AG367,FALSE)","v":{"$error":"#N/A"}},14]
[null,null,null,null,null,null,null,null,null,null,null,null,null,null,null,null,null,null,null,null,null,null,null,null,null,null,null,null,{"$f":"AC364","v":0},null,null,null,335,95,{"$f":"HLOOKUP(AI$371,'Appendix D'!$A$1:$DF$336,$AG368,FALSE)","v":{"$error":"#N/A"}},{"$f":"HLOOKUP(AJ$371,'Appendix D'!$A$1:$DF$336,$AG368,FALSE)","v":{"$error":"#N/A"}},{"$f":"HLOOKUP(AK$371,'Appendix D'!$A$1:$DF$336,$AG368,FALSE)","v":{"$error":"#N/A"}},{"$f":"HLOOKUP(AL$371,'Appendix D'!$A$1:$DF$336,$AG368,FALSE)","v":{"$error":"#N/A"}},{"$f":"HLOOKUP(AM$371,'Appendix D'!$A$1:$DF$336,$AG368,FALSE)","v":{"$error":"#N/A"}},{"$f":"HLOOKUP(AN$371,'Appendix D'!$A$1:$DF$336,$AG368,FALSE)","v":{"$error":"#N/A"}},{"$f":"HLOOKUP(AO$371,'Appendix D'!$A$1:$DF$336,$AG368,FALSE)","v":{"$error":"#N/A"}},{"$f":"HLOOKUP(AP$371,'Appendix D'!$A$1:$DF$336,$AG368,FALSE)","v":{"$error":"#N/A"}},{"$f":"HLOOKUP(AQ$371,'Appendix D'!$A$1:$DF$336,$AG368,FALSE)","v":{"$error":"#N/A"}},{"$f":"HLOOKUP(AR$371,'Appendix D'!$A$1:$DF$336,$AG368,FALSE)","v":{"$error":"#N/A"}},{"$f":"HLOOKUP(AS$371,'Appendix D'!$A$1:$DF$336,$AG368,FALSE)","v":{"$error":"#N/A"}},{"$f":"HLOOKUP(AT$371,'Appendix D'!$A$1:$DF$336,$AG368,FALSE)","v":{"$error":"#N/A"}},{"$f":"HLOOKUP(AU$371,'Appendix D'!$A$1:$DF$336,$AG368,FALSE)","v":{"$error":"#N/A"}},{"$f":"HLOOKUP(AV$371,'Appendix D'!$A$1:$DF$336,$AG368,FALSE)","v":{"$error":"#N/A"}},{"$f":"HLOOKUP(AW$371,'Appendix D'!$A$1:$DF$336,$AG368,FALSE)","v":{"$error":"#N/A"}},{"$f":"HLOOKUP(AX$371,'Appendix D'!$A$1:$DF$336,$AG368,FALSE)","v":{"$error":"#N/A"}},{"$f":"HLOOKUP(AY$371,'Appendix D'!$A$1:$DF$336,$AG368,FALSE)","v":{"$error":"#N/A"}},{"$f":"HLOOKUP(AZ$371,'Appendix D'!$A$1:$DF$336,$AG368,FALSE)","v":{"$error":"#N/A"}},{"$f":"HLOOKUP(BA$371,'Appendix D'!$A$1:$DF$336,$AG368,FALSE)","v":{"$error":"#N/A"}},{"$f":"HLOOKUP(BB$371,'Appendix D'!$A$1:$DF$336,$AG368,FALSE)","v":{"$error":"#N/A"}},15]
[null,null,null,null,null,null,null,null,null,null,null,null,null,null,null,null,null,null,null,null,null,null,null,null,null,null,null,{"$f":"AD354","v":5},{"$f":"(AC365+((AC366-AC365)/(AB366-AB365)*(AB369-AB365)))","v":{"$error":"#REF!"}},null,null,null,336,98,{"$f":"HLOOKUP(AI$371,'Appendix D'!$A$1:$DF$336,$AG369,FALSE)","v":{"$error":"#N/A"}},{"$f":"HLOOKUP(AJ$371,'Appendix D'!$A$1:$DF$336,$AG369,FALSE)","v":{"$error":"#N/A"}},{"$f":"HLOOKUP(AK$371,'Appendix D'!$A$1:$DF$336,$AG369,FALSE)","v":{"$error":"#N/A"}},{"$f":"HLOOKUP(AL$371,'Appendix D'!$A$1:$DF$336,$AG369,FALSE)","v":{"$error":"#N/A"}},{"$f":"HLOOKUP(AM$371,'Appendix D'!$A$1:$DF$336,$AG369,FALSE)","v":{"$error":"#N/A"}},{"$f":"HLOOKUP(AN$371,'Appendix D'!$A$1:$DF$336,$AG369,FALSE)","v":{"$error":"#N/A"}},{"$f":"HLOOKUP(AO$371,'Appendix D'!$A$1:$DF$336,$AG369,FALSE)","v":{"$error":"#N/A"}},{"$f":"HLOOKUP(AP$371,'Appendix D'!$A$1:$DF$336,$AG369,FALSE)","v":{"$error":"#N/A"}},{"$f":"HLOOKUP(AQ$371,'Appendix D'!$A$1:$DF$336,$AG369,FALSE)","v":{"$error":"#N/A"}},{"$f":"HLOOKUP(AR$371,'Appendix D'!$A$1:$DF$336,$AG369,FALSE)","v":{"$error":"#N/A"}},{"$f":"HLOOKUP(AS$371,'Appendix D'!$A$1:$DF$336,$AG369,FALSE)","v":{"$error":"#N/A"}},{"$f":"HLOOKUP(AT$371,'Appendix D'!$A$1:$DF$336,$AG369,FALSE)","v":{"$error":"#N/A"}},{"$f":"HLOOKUP(AU$371,'Appendix D'!$A$1:$DF$336,$AG369,FALSE)","v":{"$error":"#N/A"}},{"$f":"HLOOKUP(AV$371,'Appendix D'!$A$1:$DF$336,$AG369,FALSE)","v":{"$error":"#N/A"}},{"$f":"HLOOKUP(AW$371,'Appendix D'!$A$1:$DF$336,$AG369,FALSE)","v":{"$error":"#N/A"}},{"$f":"HLOOKUP(AX$371,'Appendix D'!$A$1:$DF$336,$AG369,FALSE)","v":{"$error":"#N/A"}},{"$f":"HLOOKUP(AY$371,'Appendix D'!$A$1:$DF$336,$AG369,FALSE)","v":{"$error":"#N/A"}},{"$f":"HLOOKUP(AZ$371,'Appendix D'!$A$1:$DF$336,$AG369,FALSE)","v":{"$error":"#N/A"}},{"$f":"HLOOKUP(BA$371,'Appendix D'!$A$1:$DF$336,$AG369,FALSE)","v":{"$error":"#N/A"}},{"$f":"HLOOKUP(BB$371,'Appendix D'!$A$1:$DF$336,$AG369,FALSE)","v":{"$error":"#N/A"}},16]
[]
[null,null,null,null,null,null,null,null,null,null,null,null,null,null,null,null,null,null,null,null,null,null,null,null,null,null,null,null,null,null,null,null,null,{"$f":"'General Site Information'!$H$11","v":0},{"$f":"VLOOKUP($AH$371,$AH$374:$BB$378,AI372,FALSE)","v":{"$error":"#N/A"}},{"$f":"VLOOKUP($AH$371,$AH$374:$BB$378,AJ372,FALSE)","v":{"$error":"#N/A"}},{"$error":"#N/A"},{"$error":"#N/A"},{"$error":"#N/A"},{"$error":"#N/A"},{"$error":"#N/A"},{"$error":"#N/A"},{"$error":"#N/A"},{"$error":"#N/A"},{"$error":"#N/A"},{"$error":"#N/A"},{"$error":"#N/A"},{"$error":"#N/A"},{"$error":"#N/A"},{"$error":"#N/A"},{"$error":"#N/A"},{"$error":"#N/A"},{"$error":"#N/A"},{"$error":"#N/A"}]
[null,null,null,null,null,null,null,null,null,null,null,null,null,null,null,null,null,null,null,null,null,null,null,null,null,null,null,null,null,null,null,null,null,null,2,3,4,5,6,7,8,9,10,11,12,13,14,15,16,17,18,19,20,21]
[]
[null,null,null,null,null,null,null,null,null,null,null,null,null,null,null,null,null,null,null,null,null,null,null,null,null,null,null,null,null,null,null,null,null,"Zone 1",1,2,3,4,5,6,7,8,9,10,11,12,13,14,15,16,17,18,19,20]
[null,null,null,null,null,null,null,null,null,null,null,null,null,null,null,null,null,null,null,null,null,null,null,null,null,null,null,null,null,null,null,null,null,"Zone 2",21,22,23,24,25,26,27,28,29,30,31,32,33,34,35,36,37,38,39,40]
[null,null,null,null,null,null,null,null,null,null,null,null,null,null,null,null,null,null,null,null,null,null,null,null,null,null,null,null,null,null,null,null,null,"Zone 3",41,42,43,44,45,46,47,48,49,50,51,52,53,54,55,56,57,58,59,60]
[null,null,null,null,null,null,null,null,null,null,null,null,null,null,null,null,null,null,null,null,null,null,null,null,null,null,null,null,null,null,null,null,null,"Zone 4",61,62,63,64,65,66,67,68,69,70,71,72,73,74,75,76,77,78,79,80]
[null,null,null,null,null,null,null,null,null,null,null,null,null,null,null,null,null,null,null,null,null,null,null,null,null,null,null,null,null,null,null,null,null,"Zone 5",81,82,83,84,85,86,87,88,89,90,91,92,93,94,95,96,97,98,99,100]

{"sheet":"Retention Basin","index":4,"n_rows":46,"n_cols":70,"rows_kept":46,"cut":false,"hidden":false,"merged":[[36,7,39,10],[25,57,26,65],[27,57,28,65],[29,57,30,57],[29,58,30,59],[31,57,32,57],[31,58,32,59],[25,46,26,54],[27,46,28,54],[29,46,30,46],[29,47,30,48],[31,46,32,46],[31,47,32,48],[25,35,26,43],[27,35,28,43],[29,35,30,35],[1,57,1,58],[1,59,1,60],[1,62,1,63],[1,64,1,65],[20,57,20,60],[20,62,20,65],[1,46,1,47],[1,48,1,49],[1,51,1,52],[1,53,1,54],[20,46,20,49],[20,51,20,54],[1,40,1,41],[1,42,1,43],[20,35,20,38],[20,40,20,43],[40,11,44,19],[5,11,6,19],[7,11,11,19],[29,25,30,26],[29,24,30,24],[29,36,30,37],[31,35,32,35],[31,36,32,37],[1,35,1,36],[1,37,1,38],[40,8,41,9],[20,1,41,6],[1,31,1,32],[1,29,1,30],[20,29,20,32],[25,24,26,32],[27,24,28,32],[1,24,1,25],[1,26,1,27],[20,24,20,27],[31,24,32,24],[31,25,32,26],[3,1,4,5],[3,6,4,10],[11,1,12,10],[20,7,23,10],[24,7,35,10],[1,16,1,19],[1,11,1,15],[2,11,2,15],[2,16,2,19],[1,1,2,9],[1,10,2,10]]}
[0.5]
[null,"RETENTION BASIN:",null,null,null,null,null,null,null,null,{"$f":"'General Site Information'!G2:G3","v":"V 7.6"},"Blue Numbers = ",null,null,null,null,"Input data",null,null,null,null,null,null,null,"Retention Amount:",null,"Efficiency Provided:",null,null,"Retention Amount:",null,"Efficiency Provided:",null,null,null,"Retention Amount:",null,"Efficiency Provided:",null,null,"Retention Amount:",null,"Efficiency Provided:",null,null,null,"Retention Amount:",null,"Efficiency Provided:",null,null,"Retention Amount:",null,"Efficiency Provided:",null,null,null,"Retention Amount:",null,"Efficiency Provided:",null,null,"Retention Amount:",null,"Efficiency Provided:",null,null,"Retention:","R"]
[null,null,null,null,null,null,null,null,null,null,null,"Red Numbers =",null,null,null,null,"Calculated or Carryover",null,null,null,null,null,null,null,0,0,null,0,null,0,0,null,0,null,null,0,0,null,0,null,0,0,null,0,null,null,0,0,null,0,null,0,0,null,0,null,null,0,0,null,0,null,0,0,null,0,null,"N:",{"$f":"IF(ISERROR(IF(G15>AE19,AG19,AF23+((G15-AE23)/(AE24-AE23)*(AF24-AF23))))=TRUE,0,(IF(G15>AE19,AG19,AF23+((G15-AE23)/(AE24-AE23)*(AF24-AF23)))))","v":0}]
[null,"RETENTION BASIN SERVING:",null,null,null,null,{"$f":"IF('General Site Information'!J5=\"\",\"\",'General Site Information'!J5)","v":""},null,null,null,null,null,null,null,null,null,null,null,null,null,null,null,null,null,{"$f":"IF(IF($AB4>=$Y$34,1,0)>0,Y3+1,IF($AB4>=$Y$34,1,0))","v":{"$error":"#REF!"}},0.25,null,{"$f":"'Stormwater Treatment Analysis'!$AC$54","v":{"$error":"#REF!"}},null,{"$f":"IF(IF(AE4>$G$15,1,0)>0,AD3+1,IF(AE4>$G$15,1,0))","v":1},0.25,null,{"$f":"'Stormwater Treatment Analysis'!$AC$54","v":{"$error":"#REF!"}},null,null,{"$f":"IF(IF($AM4>=$AJ$34,1,0)>0,AJ3+1,IF($AM4>=$AJ$34,1,0))","v":{"$error":"#REF!"}},0.25,null,{"$f":"'Stormwater Treatment Analysis'!$AC$54","v":{"$error":"#REF!"}},null,{"$f":"IF(IF(AP4>$H$15,1,0)>0,AO3+1,IF(AP4>$H$15,1,0))","v":1},0.25,null,{"$f":"'Stormwater Treatment Analysis'!$AC$54","v":{"$error":"#REF!"}},null,null,{"$f":"IF(IF($AX4>=$AU$34,1,0)>0,AU3+1,IF($AX4>=$AU$34,1,0))","v":{"$error":"#REF!"}},0.25,null,{"$f":"'Stormwater Treatment Analysis'!$AC$54","v":{"$error":"#REF!"}},null,{"$f":"IF(IF(BA4>$I$15,1,0)>0,AZ3+1,IF(BA4>$I$15,1,0))","v":1},0.25,null,{"$f":"'Stormwater Treatment Analysis'!$AC$54","v":{"$error":"#REF!"}},null,null,{"$f":"IF(IF($BI4>=$BF$34,1,0)>0,BF3+1,IF($BI4>=$BF$34,1,0))","v":{"$error":"#REF!"}},0.25,null,{"$f":"'Stormwater Treatment Analysis'!$AC$54","v":{"$error":"#REF!"}},null,{"$f":"IF(IF(BL4>$J$15,1,0)>0,BK3+1,IF(BL4>$J$15,1,0))","v":1},0.25,null,{"$f":"'Stormwater Treatment Analysis'!$AC$54","v":{"$error":"#REF!"}},null,"P:",{"$f":"IF(ISERROR(IF($G$10>$Z$19,$AB$19,$AA$23+(($G$10-$Z$23)/($Z$24-$Z$23)*($AA$24-$AA$23))))=TRUE,0,(IF($G$10>$Z$19,$AB$19,$AA$23+(($G$10-$Z$23)/($Z$24-$Z$23)*($AA$24-$AA$23)))))","v":0}]
[null,null,null,null,null,null,null,null,null,null,null,null,null,null,null,null,null,null,null,null,null,null,null,null,{"$f":"IF(IF($AB5>=$Y$34,1,0)>0,Y4+1,IF($AB5>=$Y$34,1,0))","v":{"$error":"#REF!"}},0.5,null,{"$f":"'Stormwater Treatment Analysis'!$AC$75","v":{"$error":"#REF!"}},null,{"$f":"IF(IF(AE5>$G$15,1,0)>0,AD4+1,IF(AE5>$G$15,1,0))","v":2},0.5,null,{"$f":"'Stormwater Treatment Analysis'!$AC$75","v":{"$error":"#REF!"}},null,null,{"$f":"IF(IF($AM5>=$AJ$34,1,0)>0,AJ4+1,IF($AM5>=$AJ$34,1,0))","v":{"$error":"#REF!"}},0.5,null,{"$f":"'Stormwater Treatment Analysis'!$AC$75","v":{"$error":"#REF!"}},null,{"$f":"IF(IF(AP5>$H$15,1,0)>0,AO4+1,IF(AP5>$H$15,1,0))","v":2},0.5,null,{"$f":"'Stormwater Treatment Analysis'!$AC$75","v":{"$error":"#REF!"}},null,null,{"$f":"IF(IF($AX5>=$AU$34,1,0)>0,AU4+1,IF($AX5>=$AU$34,1,0))","v":{"$error":"#REF!"}},0.5,null,{"$f":"'Stormwater Treatment Analysis'!$AC$75","v":{"$error":"#REF!"}},null,{"$f":"IF(IF(BA5>$I$15,1,0)>0,AZ4+1,IF(BA5>$I$15,1,0))","v":2},0.5,null,{"$f":"'Stormwater Treatment Analysis'!$AC$75","v":{"$error":"#REF!"}},null,null,{"$f":"IF(IF($BI5>=$BF$34,1,0)>0,BF4+1,IF($BI5>=$BF$34,1,0))","v":{"$error":"#REF!"}},0.5,null,{"$f":"'Stormwater Treatment Analysis'!$AC$75","v":{"$error":"#REF!"}},null,{"$f":"IF(IF(BL5>$J$15,1,0)>0,BK4+1,IF(BL5>$J$15,1,0))","v":2},0.5,null,{"$f":"'Stormwater Treatment Analysis'!$AC$75","v":{"$error":"#REF!"}}]
[null,"Loadings from BMP area are contained by the BMP, thus no BMP area load.",null,null,null,null,"Catchment 1","Catchment 2","Catchment 3","Catchment 4",null,null,null,null,null,null,null,null,null,null,null,null,null,null,{"$error":"#REF!"},0.75,null,{"$f":"'Stormwater Treatment Analysis'!$AC$96","v":{"$error":"#REF!"}},null,3,0.75,null,{"$f":"'Stormwater Treatment Analysis'!$AC$96","v":{"$error":"#REF!"}},null,null,{"$error":"#REF!"},0.75,null,{"$f":"'Stormwater Treatment Analysis'!$AC$96","v":{"$error":"#REF!"}},null,3,0.75,null,{"$f":"'Stormwater Treatment Analysis'!$AC$96","v":{"$error":"#REF!"}},null,null,{"$error":"#REF!"},0.75,null,{"$f":"'Stormwater Treatment Analysis'!$AC$96","v":{"$error":"#REF!"}},null,3,0.75,null,{"$f":"'Stormwater Treatment Analysis'!$AC$96","v":{"$error":"#REF!"}},null,null,{"$error":"#REF!"},0.75,null,{"$f":"'Stormwater Treatment Analysis'!$AC$96","v":{"$error":"#REF!"}},null,3,0.75,null,{"$f":"'Stormwater Treatment Analysis'!$AC$96","v":{"$error":"#REF!"}},null,"Detention:","R"]
[null,"Watershed area cotributing to basin:",null,null,null,null,{"$f":"'Watershed Characteristics'!$G$15-'Watershed Characteristics'!$G$20","v":0},{"$f":"'Watershed Characteristics'!$G$30-'Watershed Characteristics'!$G$35","v":0},{"$f":"'Watershed Characteristics'!$G$45-'Watershed Characteristics'!$G$50","v":0},{"$f":"'Watershed Characteristics'!$G$60-'Watershed Characteristics'!$G$65","v":0},"ac",null,null,null,null,null,null,null,null,null,null,null,null,null,{"$error":"#REF!"},1,null,{"$f":"'Stormwater Treatment Analysis'!$AC$117","v":{"$error":"#REF!"}},null,4,1,null,{"$f":"'Stormwater Treatment Analysis'!$AC$117","v":{"$error":"#REF!"}},null,null,{"$error":"#REF!"},1,null,{"$f":"'Stormwater Treatment Analysis'!$AC$117","v":{"$error":"#REF!"}},null,4,1,null,{"$f":"'Stormwater Treatment Analysis'!$AC$117","v":{"$error":"#REF!"}},null,null,{"$error":"#REF!"},1,null,{"$f":"'Stormwater Treatment Analysis'!$AC$117","v":{"$error":"#REF!"}},null,4,1,null,{"$f":"'Stormwater Treatment Analysis'!$AC$117","v":{"$error":"#REF!"}},null,null,{"$error":"#REF!"},1,null,{"$f":"'Stormwater Treatment Analysis'!$AC$117","v":{"$error":"#REF!"}},null,4,1,null,{"$f":"'Stormwater Treatment Analysis'!$AC$117","v":{"$error":"#REF!"}},null,"N:",{"$f":"($BQ$3*($BQ$18/100))","v":{"$error":"#N/A"}}]
[null,"Required Treatment Eff (Nitrogen):",null,null,null,null,{"$f":"IFERROR('Watershed Characteristics'!$AE$46,\"\")","v":""},{"$f":"IFERROR('Watershed Characteristics'!$AE$47,\"\")","v":""},{"$f":"IFERROR('Watershed Characteristics'!$AE$48,\"\")","v":""},{"$f":"IFERROR('Watershed Characteristics'!$AE$49,\"\")","v":""},"%",null,null,null,null,null,null,null,null,null,null,null,null,null,{"$error":"#REF!"},1.25,null,{"$f":"'Stormwater Treatment Analysis'!$AC$138","v":{"$error":"#REF!"}},null,5,1.25,null,{"$f":"'Stormwater Treatment Analysis'!$AC$138","v":{"$error":"#REF!"}},null,null,{"$error":"#REF!"},1.25,null,{"$f":"'Stormwater Treatment Analysis'!$AC$138","v":{"$error":"#REF!"}},null,5,1.25,null,{"$f":"'Stormwater Treatment Analysis'!$AC$138","v":{"$error":"#REF!"}},null,null,{"$error":"#REF!"},1.25,null,{"$f":"'Stormwater Treatment Analysis'!$AC$138","v":{"$error":"#REF!"}},null,5,1.25,null,{"$f":"'Stormwater Treatment Analysis'!$AC$138","v":{"$error":"#REF!"}},null,null,{"$error":"#REF!"},1.25,null,{"$f":"'Stormwater Treatment Analysis'!$AC$138","v":{"$error":"#REF!"}},null,5,1.25,null,{"$f":"'Stormwater Treatment Analysis'!$AC$138","v":{"$error":"#REF!"}},null,"P:",{"$f":"($BQ$4*($BR$18/100))","v":{"$error":"#N/A"}}]
[null,"Required Treatment Eff (Phosphorus):",null,null,null,null,{"$f":"IFERROR('Watershed Characteristics'!$AF$46,\"\")","v":""},{"$f":"IFERROR('Watershed Characteristics'!$AF$47,\"\")","v":""},{"$f":"IFERROR('Watershed Characteristics'!$AF$48,\"\")","v":""},{"$f":"IFERROR('Watershed Characteristics'!$AF$49,\"\")","v":""},"%",null,null,null,null,null,null,null,null,null,null,null,null,null,{"$error":"#REF!"},1.5,null,{"$f":"'Stormwater Treatment Analysis'!$AC$159","v":{"$error":"#REF!"}},null,6,1.5,null,{"$f":"'Stormwater Treatment Analysis'!$AC$159","v":{"$error":"#REF!"}},null,null,{"$error":"#REF!"},1.5,null,{"$f":"'Stormwater Treatment Analysis'!$AC$159","v":{"$error":"#REF!"}},null,6,1.5,null,{"$f":"'Stormwater Treatment Analysis'!$AC$159","v":{"$error":"#REF!"}},null,null,{"$error":"#REF!"},1.5,null,{"$f":"'Stormwater Treatment Analysis'!$AC$159","v":{"$error":"#REF!"}},null,6,1.5,null,{"$f":"'Stormwater Treatment Analysis'!$AC$159","v":{"$error":"#REF!"}},null,null,{"$error":"#REF!"},1.5,null,{"$f":"'Stormwater Treatment Analysis'!$AC$159","v":{"$error":"#REF!"}},null,6,1.5,null,{"$f":"'Stormwater Treatment Analysis'!$AC$159","v":{"$error":"#REF!"}}]
[null,"Required retention depth over the watershed to meet required efficiency:",null,null,null,null,{"$f":"IF(ISERROR(IF($Y$34>$AB$19,4,'Retention Basin'!$Z$23+(($Y$34-'Retention Basin'!$AA$23)/('Retention Basin'!$AA$24-'Retention Basin'!$AA$23)*('Retention Basin'!$Z$24-'Retention Basin'!$Z$23))))=TRUE,0,(IF($Y$34>$AB$19,4,'Retention Basin'!$Z$23+(($Y$34-'Retention Basin'!$AA$23)/('Retention Basin'!$AA$24-'Retention Basin'!$AA$23)*('Retention Basin'!$Z$24-'Retention Basin'!$Z$23)))))","v":0},{"$f":"IF(ISERROR(IF($AJ$34>$AM$19,4,'Retention Basin'!$AK$23+(($AJ$34-'Retention Basin'!$AL$23)/('Retention Basin'!$AL$24-'Retention Basin'!$AL$23)*('Retention Basin'!$AK$24-'Retention Basin'!$AK$23))))=TRUE,0,(IF($AJ$34>$AM$19,4,'Retention Basin'!$AK$23+(($AJ$34-'Retention Basin'!$AL$23)/('Retention Basin'!$AL$24-'Retention Basin'!$AL$23)*('Retention Basin'!$AK$24-'Retention Basin'!$AK$23)))))","v":0},{"$f":"IF(ISERROR(IF($AU$34>$AX$19,4,'Retention Basin'!$AV$23+(($AU$34-'Retention Basin'!$AW$23)/('Retention Basin'!$AW$24-'Retention Basin'!$AW$23)*('Retention Basin'!$AV$24-'Retention Basin'!$AV$23))))=TRUE,0,(IF($AU$34>$AX$19,4,'Retention Basin'!$AV$23+(($AU$34-'Retention Basin'!$AW$23)/('Retention Basin'!$AW$24-'Retention Basin'!$AW$23)*('Retention Basin'!$AV$24-'Retention Basin'!$AV$23)))))","v":0},{"$f":"IF(ISERROR(IF($BF$34>$BI$19,4,'Retention Basin'!$BG$23+(($BF$34-'Retention Basin'!$BH$23)/('Retention Basin'!$BH$24-'Retention Basin'!$BH$23)*('Retention Basin'!$BG$24-'Retention Basin'!$BG$23))))=TRUE,0,(IF($BF$34>$BI$19,4,'Retention Basin'!$BG$23+(($BF$34-'Retention Basin'!$BH$23)/('Retention Basin'!$BH$24-'Retention Basin'!$BH$23)*('Retention Basin'!$BG$24-'Retention Basin'!$BG$23)))))","v":0},"in",null,null,null,null,null,null,null,null,null,null,null,null,null,{"$error":"#REF!"},1.75,null,{"$f":"'Stormwater Treatment Analysis'!$AC$180","v":{"$error":"#REF!"}},null,7,1.75,null,{"$f":"'Stormwater Treatment Analysis'!$AC$180","v":{"$error":"#REF!"}},null,null,{"$error":"#REF!"},1.75,null,{"$f":"'Stormwater Treatment Analysis'!$AC$180","v":{"$error":"#REF!"}},null,7,1.75,null,{"$f":"'Stormwater Treatment Analysis'!$AC$180","v":{"$error":"#REF!"}},null,null,{"$error":"#REF!"},1.75,null,{"$f":"'Stormwater Treatment Analysis'!$AC$180","v":{"$error":"#REF!"}},null,7,1.75,null,{"$f":"'Stormwater Treatment Analysis'!$AC$180","v":{"$error":"#REF!"}},null,null,{"$error":"#REF!"},1.75,null,{"$f":"'Stormwater Treatment Analysis'!$AC$180","v":{"$error":"#REF!"}},null,7,1.75,null,{"$f":"'Stormwater Treatment Analysis'!$AC$180","v":{"$error":"#REF!"}},null,{"$f":"'Media Mixes'!B2","v":"MIX:"},"TN(%)","TP(%)"]
[null,"Required water quality retention volume:",null,null,null,null,{"$f":"IF(ISERROR(($G$10/12)*$G$7)=TRUE,0,($G$10/12)*$G$7)","v":0},{"$f":"IF(ISERROR(($H$10/12)*$H$7)=TRUE,0,($H$10/12)*$H$7)","v":0},{"$f":"IF(ISERROR(($I$10/12)*$I$7)=TRUE,0,($I$10/12)*$I$7)","v":0},{"$f":"IF(ISERROR(($J$10/12)*$J$7)=TRUE,0,($J$10/12)*$J$7)","v":0},"ac-ft",null,null,null,null,null,null,null,null,null,null,null,null,null,{"$error":"#REF!"},2,null,{"$f":"'Stormwater Treatment Analysis'!$AC$201","v":{"$error":"#REF!"}},null,8,2,null,{"$f":"'Stormwater Treatment Analysis'!$AC$201","v":{"$error":"#REF!"}},null,null,{"$error":"#REF!"},2,null,{"$f":"'Stormwater Treatment Analysis'!$AC$201","v":{"$error":"#REF!"}},null,8,2,null,{"$f":"'Stormwater Treatment Analysis'!$AC$201","v":{"$error":"#REF!"}},null,null,{"$error":"#REF!"},2,null,{"$f":"'Stormwater Treatment Analysis'!$AC$201","v":{"$error":"#REF!"}},null,8,2,null,{"$f":"'Stormwater Treatment Analysis'!$AC$201","v":{"$error":"#REF!"}},null,null,{"$error":"#REF!"},2,null,{"$f":"'Stormwater Treatment Analysis'!$AC$201","v":{"$error":"#REF!"}},null,8,2,null,{"$f":"'Stormwater Treatment Analysis'!$AC$201","v":{"$error":"#REF!"}},null,{"$f":"'Media Mixes'!B3","v":"B&G ECT"},{"$f":"'Media Mixes'!C3","v":55},{"$f":"'Media Mixes'!D3","v":65}]
[null,"RETENTION BASIN FOR MULTIPLE TREATMENT SYSTEMS (if there is a need for additional removal efficiencies in a series of BMPs):",null,null,null,null,null,null,null,null,null,null,null,null,null,null,null,null,null,null,null,null,null,null,{"$error":"#REF!"},2.25,null,{"$f":"'Stormwater Treatment Analysis'!$AC$222","v":{"$error":"#REF!"}},null,9,2.25,null,{"$f":"'Stormwater Treatment Analysis'!$AC$222","v":{"$error":"#REF!"}},null,null,{"$error":"#REF!"},2.25,null,{"$f":"'Stormwater Treatment Analysis'!$AC$222","v":{"$error":"#REF!"}},null,9,2.25,null,{"$f":"'Stormwater Treatment Analysis'!$AC$222","v":{"$error":"#REF!"}},null,null,{"$error":"#REF!"},2.25,null,{"$f":"'Stormwater Treatment Analysis'!$AC$222","v":{"$error":"#REF!"}},null,9,2.25,null,{"$f":"'Stormwater Treatment Analysis'!$AC$222","v":{"$error":"#REF!"}},null,null,{"$error":"#REF!"},2.25,null,{"$f":"'Stormwater Treatment Analysis'!$AC$222","v":{"$error":"#REF!"}},null,9,2.25,null,{"$f":"'Stormwater Treatment Analysis'!$AC$222","v":{"$error":"#REF!"}},null,{"$f":"'Media Mixes'!B4","v":"B&G OTE"},{"$f":"'Media Mixes'!C4","v":45},{"$f":"'Media Mixes'!D4","v":45}]
[null,null,null,null,null,null,null,null,null,null,null,null,null,null,null,null,null,null,null,null,null,null,null,null,{"$error":"#REF!"},2.5,null,{"$f":"'Stormwater Treatment Analysis'!$AC$243","v":{"$error":"#REF!"}},null,10,2.5,null,{"$f":"'Stormwater Treatment Analysis'!$AC$243","v":{"$error":"#REF!"}},null,null,{"$error":"#REF!"},2.5,null,{"$f":"'Stormwater Treatment Analysis'!$AC$243","v":{"$error":"#REF!"}},null,10,2.5,null,{"$f":"'Stormwater Treatment Analysis'!$AC$243","v":{"$error":"#REF!"}},null,null,{"$error":"#REF!"},2.5,null,{"$f":"'Stormwater Treatment Analysis'!$AC$243","v":{"$error":"#REF!"}},null,10,2.5,null,{"$f":"'Stormwater Treatment Analysis'!$AC$243","v":{"$error":"#REF!"}},null,null,{"$error":"#REF!"},2.5,null,{"$f":"'Stormwater Treatment Analysis'!$AC$243","v":{"$error":"#REF!"}},null,10,2.5,null,{"$f":"'Stormwater Treatment Analysis'!$AC$243","v":{"$error":"#REF!"}},null,{"$f":"'Media Mixes'!B5","v":"B&G ECT3"},{"$f":"'Media Mixes'!C5","v":25},{"$f":"'Media Mixes'!D5","v":25}]
[null,"Retention volume based on retention depth and total area",null,null,null,null,{"$f":"(G15/12)*'Watershed Characteristics'!$G$15","v":0},{"$f":"(H15/12)*'Watershed Characteristics'!$G$30","v":0},{"$f":"(I15/12)*'Watershed Characteristics'!$G$45","v":0},{"$f":"(J15/12)*'Watershed Characteristics'!$G$60","v":0},"ac-ft",null,null,null,null,null,null,null,null,null,null,null,null,null,{"$error":"#REF!"},2.75,null,{"$f":"'Stormwater Treatment Analysis'!$AC$264","v":{"$error":"#REF!"}},null,11,2.75,null,{"$f":"'Stormwater Treatment Analysis'!$AC$264","v":{"$error":"#REF!"}},null,null,{"$error":"#REF!"},2.75,null,{"$f":"'Stormwater Treatment Analysis'!$AC$264","v":{"$error":"#REF!"}},null,11,2.75,null,{"$f":"'Stormwater Treatment Analysis'!$AC$264","v":{"$error":"#REF!"}},null,null,{"$error":"#REF!"},2.75,null,{"$f":"'Stormwater Treatment Analysis'!$AC$264","v":{"$error":"#REF!"}},null,11,2.75,null,{"$f":"'Stormwater Treatment Analysis'!$AC$264","v":{"$error":"#REF!"}},null,null,{"$error":"#REF!"},2.75,null,{"$f":"'Stormwater Treatment Analysis'!$AC$264","v":{"$error":"#REF!"}},null,11,2.75,null,{"$f":"'Stormwater Treatment Analysis'!$AC$264","v":{"$error":"#REF!"}},null,{"$f":"'Media Mixes'!B6","v":"SAT"},{"$f":"'Media Mixes'!C6","v":30},{"$f":"'Media Mixes'!D6","v":60}]
[null,"Provided retention depth (inches over the watershed area):",null,null,null,null,null,null,null,null,"in",null,null,null,null,null,null,null,null,null,null,null,null,null,{"$error":"#REF!"},3,null,{"$f":"'Stormwater Treatment Analysis'!$AC$285","v":{"$error":"#REF!"}},null,12,3,null,{"$f":"'Stormwater Treatment Analysis'!$AC$285","v":{"$error":"#REF!"}},null,null,{"$error":"#REF!"},3,null,{"$f":"'Stormwater Treatment Analysis'!$AC$285","v":{"$error":"#REF!"}},null,12,3,null,{"$f":"'Stormwater Treatment Analysis'!$AC$285","v":{"$error":"#REF!"}},null,null,{"$error":"#REF!"},3,null,{"$f":"'Stormwater Treatment Analysis'!$AC$285","v":{"$error":"#REF!"}},null,12,3,null,{"$f":"'Stormwater Treatment Analysis'!$AC$285","v":{"$error":"#REF!"}},null,null,{"$error":"#REF!"},3,null,{"$f":"'Stormwater Treatment Analysis'!$AC$285","v":{"$error":"#REF!"}},null,12,3,null,{"$f":"'Stormwater Treatment Analysis'!$AC$285","v":{"$error":"#REF!"}},null,{"$f":"'Media Mixes'!B7","v":"B&G CTS12"},{"$f":"'Media Mixes'!C7","v":60},{"$f":"'Media Mixes'!D7","v":90}]
[null,"Provided treatment efficiency (Nitrogen):",null,null,null,null,{"$f":"IF($G$15=4,$AG$19,IF(ISERROR(IF($G$15>$AE$19,$AG$19,$AF$23+(($G$15-$AE$23)/($AE$24-$AE$23)*($AF$24-$AF$23))))=TRUE,0,(IF($G$15>$AE$19,$AG$19,$AF$23+(($G$15-$AE$23)/($AE$24-$AE$23)*($AF$24-$AF$23))))))","v":0},{"$f":"IF($H$15=4,$AR$19,IF(ISERROR(IF($H$15>$AP$19,$AR$19,$AQ$23+(($H$15-$AP$23)/($AP$24-$AP$23)*($AQ$24-$AQ$23))))=TRUE,0,(IF($H$15>$AP$19,$AR$19,$AQ$23+(($H$15-$AP$23)/($AP$24-$AP$23)*($AQ$24-$AQ$23))))))","v":0},{"$f":"IF($I$15=4,$BC$19,IF(ISERROR(IF($I$15>$BA$19,$BC$19,$BB$23+(($I$15-$BA$23)/($BA$24-$BA$23)*($BB$24-$BB$23))))=TRUE,0,(IF($I$15>$BA$19,$BC$19,$BB$23+(($I$15-$BA$23)/($BA$24-$BA$23)*($BB$24-$BB$23))))))","v":0},{"$f":"IF($J$15=4,$BN$19,IF(ISERROR(IF($J$15>$BL$19,$BN$19,$BM$23+(($J$15-$BL$23)/($BL$24-$BL$23)*($BM$24-$BM$23))))=TRUE,0,(IF($J$15>$BL$19,$BN$19,$BM$23+(($J$15-$BL$23)/($BL$24-$BL$23)*($BM$24-$BM$23))))))","v":0},"%",null,null,null,null,null,null,null,null,null,null,null,null,null,{"$error":"#REF!"},3.25,null,{"$f":"'Stormwater Treatment Analysis'!$AC$306","v":{"$error":"#REF!"}},null,13,3.25,null,{"$f":"'Stormwater Treatment Analysis'!$AC$306","v":{"$error":"#REF!"}},null,null,{"$error":"#REF!"},3.25,null,{"$f":"'Stormwater Treatment Analysis'!$AC$306","v":{"$error":"#REF!"}},null,13,3.25,null,{"$f":"'Stormwater Treatment Analysis'!$AC$306","v":{"$error":"#REF!"}},null,null,{"$error":"#REF!"},3.25,null,{"$f":"'Stormwater Treatment Analysis'!$AC$306","v":{"$error":"#REF!"}},null,13,3.25,null,{"$f":"'Stormwater Treatment Analysis'!$AC$306","v":{"$error":"#REF!"}},null,null,{"$error":"#REF!"},3.25,null,{"$f":"'Stormwater Treatment Analysis'!$AC$306","v":{"$error":"#REF!"}},null,13,3.25,null,{"$f":"'Stormwater Treatment Analysis'!$AC$306","v":{"$error":"#REF!"}},null,{"$f":"'Media Mixes'!B8","v":"UDM*"},{"$f":"'Media Mixes'!C8","v":0},{"$f":"'Media Mixes'!D8","v":0}]
[null,"Provided treatment efficiency (Phosphorus):",null,null,null,null,{"$f":"G16","v":0},{"$f":"H16","v":0},{"$f":"I16","v":0},{"$f":"J16","v":0},"%",null,null,null,null,null,null,null,null,null,null,null,null,null,{"$error":"#REF!"},3.5,null,{"$f":"'Stormwater Treatment Analysis'!$AC$327","v":{"$error":"#REF!"}},null,14,3.5,null,{"$f":"'Stormwater Treatment Analysis'!$AC$327","v":{"$error":"#REF!"}},null,null,{"$error":"#REF!"},3.5,null,{"$f":"'Stormwater Treatment Analysis'!$AC$327","v":{"$error":"#REF!"}},null,14,3.5,null,{"$f":"'Stormwater Treatment Analysis'!$AC$327","v":{"$error":"#REF!"}},null,null,{"$error":"#REF!"},3.5,null,{"$f":"'Stormwater Treatment Analysis'!$AC$327","v":{"$error":"#REF!"}},null,14,3.5,null,{"$f":"'Stormwater Treatment Analysis'!$AC$327","v":{"$error":"#REF!"}},null,null,{"$error":"#REF!"},3.5,null,{"$f":"'Stormwater Treatment Analysis'!$AC$327","v":{"$error":"#REF!"}},null,14,3.5,null,{"$f":"'Stormwater Treatment Analysis'!$AC$327","v":{"$error":"#REF!"}}]
[null,"Remaining treatment efficiency (Nitrogen):",null,null,null,null,{"$f":"IFERROR(IF(((($G$8/100)-($G$16/100))/(1-($G$16/100))*100)<0,0,((($G$8/100)-($G$16/100))/(1-($G$16/100))*100)),\"\")","v":""},{"$f":"IFERROR(IF(((($H$8/100)-($H$16/100))/(1-($H$16/100))*100)<0,0,((($H$8/100)-($H$16/100))/(1-($H$16/100))*100)),\"\")","v":""},{"$f":"IFERROR(IF(((($I$8/100)-($I$16/100))/(1-($I$16/100))*100)<0,0,((($I$8/100)-($I$16/100))/(1-($I$16/100))*100)),\"\")","v":""},{"$f":"IFERROR(IF(((($J$8/100)-($J$16/100))/(1-($J$16/100))*100)<0,0,((($J$8/100)-($J$16/100))/(1-($J$16/100))*100)),\"\")","v":""},"%",null,null,null,null,null,null,null,null,null,null,null,null,null,{"$error":"#REF!"},3.75,null,{"$f":"'Stormwater Treatment Analysis'!$AC$348","v":{"$error":"#REF!"}},null,15,3.75,null,{"$f":"'Stormwater Treatment Analysis'!$AC$348","v":{"$error":"#REF!"}},null,null,{"$error":"#REF!"},3.75,null,{"$f":"'Stormwater Treatment Analysis'!$AC$348","v":{"$error":"#REF!"}},null,15,3.75,null,{"$f":"'Stormwater Treatment Analysis'!$AC$348","v":{"$error":"#REF!"}},null,null,{"$error":"#REF!"},3.75,null,{"$f":"'Stormwater Treatment Analysis'!$AC$348","v":{"$error":"#REF!"}},null,15,3.75,null,{"$f":"'Stormwater Treatment Analysis'!$AC$348","v":{"$error":"#REF!"}},null,null,{"$error":"#REF!"},3.75,null,{"$f":"'Stormwater Treatment Analysis'!$AC$348","v":{"$error":"#REF!"}},null,15,3.75,null,{"$f":"'Stormwater Treatment Analysis'!$AC$348","v":{"$error":"#REF!"}},null,{"$f":"H44","v":0},{"$f":"VLOOKUP(BP18,$BP$11:$BR$16,2,FALSE)","v":{"$error":"#N/A"}},{"$f":"VLOOKUP(BP18,$BP$11:$BR$16,3,FALSE)","v":{"$error":"#N/A"}}]
[null,"Remaining treatment efficiency (Phosphorus):",null,null,null,null,{"$f":"IFERROR(IF(((($G$9/100)-($G$17/100))/(1-($G$17/100))*100)<0,0,((($G$9/100)-($G$17/100))/(1-($G$17/100))*100)),\"\")","v":""},{"$f":"IFERROR(IF(((($H$9/100)-($H$17/100))/(1-($H$17/100))*100)<0,0,((($H$9/100)-($H$17/100))/(1-($H$17/100))*100)),\"\")","v":""},{"$f":"IFERROR(IF(((($I$9/100)-($I$17/100))/(1-($I$17/100))*100)<0,0,((($I$9/100)-($I$17/100))/(1-($I$17/100))*100)),\"\")","v":""},{"$f":"IFERROR(IF(((($J$9/100)-($J$17/100))/(1-($J$17/100))*100)<0,0,((($J$9/100)-($J$17/100))/(1-($J$17/100))*100)),\"\")","v":""},"%",null,null,null,null,null,null,null,null,null,null,null,null,null,{"$error":"#REF!"},4,null,{"$f":"'Stormwater Treatment Analysis'!$AC$369","v":{"$error":"#REF!"}},null,16,4,null,{"$f":"'Stormwater Treatment Analysis'!$AC$369","v":{"$error":"#REF!"}},null,null,{"$error":"#REF!"},4,null,{"$f":"'Stormwater Treatment Analysis'!$AC$369","v":{"$error":"#REF!"}},null,16,4,null,{"$f":"'Stormwater Treatment Analysis'!$AC$369","v":{"$error":"#REF!"}},null,null,{"$error":"#REF!"},4,null,{"$f":"'Stormwater Treatment Analysis'!$AC$369","v":{"$error":"#REF!"}},null,16,4,null,{"$f":"'Stormwater Treatment Analysis'!$AC$369","v":{"$error":"#REF!"}},null,null,{"$error":"#REF!"},4,null,{"$f":"'Stormwater Treatment Analysis'!$AC$369","v":{"$error":"#REF!"}},null,16,4,null,{"$f":"'Stormwater Treatment Analysis'!$AC$369","v":{"$error":"#REF!"}},null,{"$f":"I44","v":0},{"$f":"VLOOKUP(BP19,$BP$11:$BR$16,2,FALSE)","v":{"$error":"#N/A"}},{"$f":"VLOOKUP(BP19,$BP$11:$BR$16,3,FALSE)","v":{"$error":"#N/A"}}]
[null,"Remaining retention depth needed:",null,null,null,null,{"$f":"IF(G10-G15<0,0,G10-G15)","v":0},{"$f":"IF(H10-H15<0,0,H10-H15)","v":0},{"$f":"IF(I10-I15<0,0,I10-I15)","v":0},{"$f":"IF(J10-J15<0,0,J10-J15)","v":0},"in",null,null,null,null,null,null,null,null,null,null,null,null,null,null,null,null,null,null,null,null,null,null,null,null,null,null,null,null,null,null,null,null,null,null,null,null,null,null,null,null,null,null,null,null,null,null,null,null,null,null,null,null,null,null,null,null,{"$f":"J44","v":0},{"$f":"VLOOKUP(BP20,$BP$11:$BR$16,2,FALSE)","v":{"$error":"#N/A"}},{"$f":"VLOOKUP(BP20,$BP$11:$BR$16,3,FALSE)","v":{"$error":"#N/A"}}]
[null,null,null,null,null,null,null,"NOTE FOR TREATMENT EFFICIENCY GRAPH:",null,null,null,null,null,null,null,null,null,null,null,null,null,null,null,null,"Interpolation for Retention Amount:",null,null,null,null,"Interpolation for Retention Amount:",null,null,null,null,null,"Interpolation for Retention Amount:",null,null,null,null,"Interpolation for Retention Amount:",null,null,null,null,null,"Interpolation for Retention Amount:",null,null,null,null,"Interpolation for Retention Amount:",null,null,null,null,null,"Interpolation for Retention Amount:",null,null,null,null,"Interpolation for Retention Amount:",null,null,null,null,{"$f":"K44","v":0},{"$f":"VLOOKUP(BP21,$BP$11:$BR$16,2,FALSE)","v":{"$error":"#N/A"}},{"$f":"VLOOKUP(BP21,$BP$11:$BR$16,3,FALSE)","v":{"$error":"#N/A"}}]
[]
[null,null,null,null,null,null,null,null,null,null,null,null,null,null,null,null,null,null,null,null,null,null,null,null,null,{"$f":"VLOOKUP(0,$Y$3:$AB$19,2)","v":0},{"$f":"VLOOKUP(0,$Y$3:$AB$19,4)","v":0},null,null,null,{"$f":"VLOOKUP(0,$AD$3:$AG$19,2)","v":0},{"$f":"VLOOKUP(0,$AD$3:$AG$19,4)","v":0},null,null,null,null,{"$f":"VLOOKUP(0,AJ3:AM19,2)","v":0},{"$f":"VLOOKUP(0,AJ3:AM19,4)","v":0},null,null,null,{"$f":"VLOOKUP(0,AO3:AR19,2)","v":0},{"$f":"VLOOKUP(0,AO3:AR19,4)","v":0},null,null,null,null,{"$f":"VLOOKUP(0,AU3:AX19,2)","v":0},{"$f":"VLOOKUP(0,AU3:AX19,4)","v":0},null,null,null,{"$f":"VLOOKUP(0,AZ3:BC19,2)","v":0},{"$f":"VLOOKUP(0,AZ3:BC19,4)","v":0},null,null,null,null,{"$f":"VLOOKUP(0,BF3:BI19,2)","v":0},{"$f":"VLOOKUP(0,BF3:BI19,4)","v":0},null,null,null,{"$f":"VLOOKUP(0,BK3:BN19,2)","v":0},{"$f":"VLOOKUP(0,BK3:BN19,4)","v":0}]
[null,null,null,null,null,null,null,null,null,null,null,null,null,null,null,null,null,null,null,null,null,null,null,null,null,{"$f":"VLOOKUP(1,$Y$3:$AB$19,2)","v":0},{"$f":"VLOOKUP(1,$Y$3:$AB$19,4)","v":0},null,null,null,{"$f":"VLOOKUP(1,$AD$3:$AG$19,2)","v":0.25},{"$f":"VLOOKUP(1,$AD$3:$AG$19,4)","v":{"$error":"#REF!"}},null,null,null,null,{"$f":"VLOOKUP(1,AJ3:AM19,2)","v":0},{"$f":"VLOOKUP(1,AJ3:AM19,4)","v":0},null,null,null,{"$f":"VLOOKUP(1,AO3:AR19,2)","v":0.25},{"$f":"VLOOKUP(1,AO3:AR19,4)","v":{"$error":"#REF!"}},null,null,null,null,{"$f":"VLOOKUP(1,AU3:AX19,2)","v":0},{"$f":"VLOOKUP(1,AU3:AX19,4)","v":0},null,null,null,{"$f":"VLOOKUP(1,AZ3:BC19,2)","v":0.25},{"$f":"VLOOKUP(1,AZ3:BC19,4)","v":{"$error":"#REF!"}},null,null,null,null,{"$f":"VLOOKUP(1,BF3:BI19,2)","v":0},{"$f":"VLOOKUP(1,BF3:BI19,4)","v":0},null,null,null,{"$f":"VLOOKUP(1,BK3:BN19,2)","v":0.25},{"$f":"VLOOKUP(1,BK3:BN19,4)","v":{"$error":"#REF!"}}]
[null,null,null,null,null,null,null,"The purpose of this graph is to help illustrate the treatment efficiency of the retention system as the function of retention depth for a single BMP and in a single catchment. The graph illustrates that there is a diminished return as the retention depth is increased. Thus evaluations of other alternatives in \"treatment trains\" and compensatory treatment should be considered."]
[null,null,null,null,null,null,null,null,null,null,null,null,null,null,null,null,null,null,null,null,null,null,null,null,{"$f":"IF($G$8>$AB$19,\"WARNING: THE REQUIRED TREATMENT EFFICIENCY EXCEEDS THE HIGHEST TREATMENT EFFICIENCY ASSOCIATED WITH MAXIMUM RETENTION OF 4.00 INCHES (SEE APPENDIX D OF THE HARPER REPORT DATED JUNE 2007). THE SPREADSHEET WILL UTILIZE 4.00 INCHES FOR VOLUME COMPUTATION.\",\" \")","v":{"$error":"#REF!"}},null,null,null,null,null,null,null,null,null,null,{"$f":"IF($G$8>$AB$19,\"WARNING: THE REQUIRED TREATMENT EFFICIENCY EXCEEDS THE HIGHEST TREATMENT EFFICIENCY ASSOCIATED WITH MAXIMUM RETENTION OF 4.00 INCHES (SEE APPENDIX D OF THE HARPER REPORT DATED JUNE 2007). THE SPREADSHEET WILL UTILIZE 4.00 INCHES FOR VOLUME COMPUTATION.\",\" \")","v":{"$error":"#REF!"}},null,null,null,null,null,null,null,null,null,null,{"$f":"IF($G$8>$AB$19,\"WARNING: THE REQUIRED TREATMENT EFFICIENCY EXCEEDS THE HIGHEST TREATMENT EFFICIENCY ASSOCIATED WITH MAXIMUM RETENTION OF 4.00 INCHES (SEE APPENDIX D OF THE HARPER REPORT DATED JUNE 2007). THE SPREADSHEET WILL UTILIZE 4.00 INCHES FOR VOLUME COMPUTATION.\",\" \")","v":{"$error":"#REF!"}},null,null,null,null,null,null,null,null,null,null,{"$f":"IF($G$8>$AB$19,\"WARNING: THE REQUIRED TREATMENT EFFICIENCY EXCEEDS THE HIGHEST TREATMENT EFFICIENCY ASSOCIATED WITH MAXIMUM RETENTION OF 4.00 INCHES (SEE APPENDIX D OF THE HARPER REPORT DATED JUNE 2007). THE SPREADSHEET WILL UTILIZE 4.00 INCHES FOR VOLUME COMPUTATION.\",\" \")","v":{"$error":"#REF!"}}]
[]
[null,null,null,null,null,null,null,null,null,null,null,null,null,null,null,null,null,null,null,null,null,null,null,null,{"$f":"IF($G$15>4,\"WARNING: THE PROVIDED RETENTION EXCEEDS THE HIGHEST RETENTION ASSOCIATED WITH THE RETENTION EFFICIENCY TABLES (SEE APPENDIX D OF THE HARPER REPORT DATED JUNE 2007). THE SPREADSHEET WILL COMPUTE THE EFFICIENCY BASED ON THE 4.00 INCHES OF RETENTION\",\" \")","v":" "},null,null,null,null,null,null,null,null,null,null,{"$f":"IF($G$15>4,\"WARNING: THE PROVIDED RETENTION EXCEEDS THE HIGHEST RETENTION ASSOCIATED WITH THE RETENTION EFFICIENCY TABLES (SEE APPENDIX D OF THE HARPER REPORT DATED JUNE 2007). THE SPREADSHEET WILL COMPUTE THE EFFICIENCY BASED ON THE 4.00 INCHES OF RETENTION\",\" \")","v":" "},null,null,null,null,null,null,null,null,null,null,{"$f":"IF($G$15>4,\"WARNING: THE PROVIDED RETENTION EXCEEDS THE HIGHEST RETENTION ASSOCIATED WITH THE RETENTION EFFICIENCY TABLES (SEE APPENDIX D OF THE HARPER REPORT DATED JUNE 2007). THE SPREADSHEET WILL COMPUTE THE EFFICIENCY BASED ON THE 4.00 INCHES OF RETENTION\",\" \")","v":" "},null,null,null,null,null,null,null,null,null,null,{"$f":"IF($G$15>4,\"WARNING: THE PROVIDED RETENTION EXCEEDS THE HIGHEST RETENTION ASSOCIATED WITH THE RETENTION EFFICIENCY TABLES (SEE APPENDIX D OF THE HARPER REPORT DATED JUNE 2007). THE SPREADSHEET WILL COMPUTE THE EFFICIENCY BASED ON THE 4.00 INCHES OF RETENTION\",\" \")","v":" "}]
[]
[null,null,null,null,null,null,null,null,null,null,null,null,null,null,null,null,null,null,null,null,null,null,null,null,"X:",{"$f":"IF(G15=\"\",G10,G15)","v":0},null,"Detention",null,null,null,null,null,null,null,"X:",{"$f":"IF(H15=\"\",H10,H15)","v":0},null,"Detention",null,null,null,null,null,null,null,"X:",{"$f":"IF(I15=\"\",I10,I15)","v":0},null,"Detention",null,null,null,null,null,null,null,"X:",{"$f":"IF(J15=\"\",J10,J15)","v":0},null,"Detention"]
[null,null,null,null,null,null,null,null,null,null,null,null,null,null,null,null,null,null,null,null,null,null,null,null,null,null,null,"Retention",null,null,null,null,null,null,null,null,null,null,"Retention",null,null,null,null,null,null,null,null,null,null,"Retention",null,null,null,null,null,null,null,null,null,null,"Retention"]
[null,null,null,null,null,null,null,null,null,null,null,null,null,null,null,null,null,null,null,null,null,null,null,null,"Y:",{"$f":"IFERROR(IF(G15=\"\",MAX(G8:G9),G16),0)","v":0},null,null,null,null,null,null,null,null,null,"Y:",{"$f":"IFERROR(IF(H15=\"\",MAX(H8:H9),H16),0)","v":0},null,null,null,null,null,null,null,null,null,"Y:",{"$f":"IFERROR(IF(I15=\"\",MAX(I8:I9),I16),0)","v":0},null,null,null,null,null,null,null,null,null,"Y:",{"$f":"IFERROR(IF(J15=\"\",MAX(J8:J9),J16),0)","v":0}]
[]
[null,null,null,null,null,null,null,null,null,null,null,null,null,null,null,null,null,null,null,null,null,null,null,"Catchment 1",{"$f":"MAX(G8:G9)","v":0},null,null,null,null,null,null,null,null,null,"Catchment 2",{"$f":"MAX(H8:H9)","v":0},null,null,null,null,null,null,null,null,null,"Catchment 3",{"$f":"MAX(I8:I9)","v":0},null,null,null,null,null,null,null,null,null,"Catchment 4",{"$f":"MAX(J8:J9)","v":0}]
[]
[null,null,null,null,null,null,null,null,null,null,null,null,null,null,null,null,null,null,null,null,null,null,{"$f":"'Watershed Characteristics'!T16","v":0},"mg/L in pond"]
[]
[null,null,null,null,null,null,null,null,null,null,null,null,null,null,null,null,null,null,null,null,null,null,{"$f":"W36*(1-31/100)","v":0},"mg/L in GW"]
[]
[]
[null,null,null,null,null,null,null,null,null,null,null,"Source of Graphic: draft STORMWATER QUALITY APPLICANT’S HANDBOOK dated March 2010, by the Department of Environmental Protection, available at: http://www.dep.state.fl.us/water/wetlands/erp/rules/stormwater, March 2010. "]
[]
[null,null,null,null,null,null,null,"Catchment 1","Catchment 2","Catchment 3","Catchment 4"]
[null,"Use only donw flow media mix before water enters the ground, specify type"]
[null,"Nitrogen mass reduction in groundwater discharge (%)",null,null,null,null,null,{"$f":"IF(H44=\"\", \"\", ((G16/100)*0.3+(G16/100)*($BQ$18/100)*0.7)*100)","v":""},{"$f":"IF(I44=\"\", \"\", ((H16/100)*0.3+(H16/100)*($BQ$19/100)*0.7)*100)","v":""},{"$f":"IF(J44=\"\", \"\", ((I16/100)*0.3+(I16/100)*($BQ$20/100)*0.7)*100)","v":""},{"$f":"IF(K44=\"\", \"\", ((J16/100)*0.3+(J16/100)*($BQ$21/100)*0.7)*100)","v":""}]
[null,"Phosphorus mass reduction in groundwater discharge (%)",null,null,null,null,null,{"$f":"IF(H44=\"\", \"\", ((G17/100)*0.3+(G17/100)*($BR$18/100)*0.7)*100)","v":""},{"$f":"IF(I44=\"\", \"\", ((H17/100)*0.3+(H17/100)*($BR$19/100)*0.7)*100)","v":""},{"$f":"IF(J44=\"\", \"\", ((I17/100)*0.3+(I17/100)*($BR$20/100)*0.7)*100)","v":""},{"$f":"IF(K44=\"\", \"\", ((J17/100)*0.3+(J17/100)*($BR$21/100)*0.7)*100)","v":""}]

{"sheet":"Wet Detention","index":5,"n_rows":101,"n_cols":86,"rows_kept":101,"cut":false,"hidden":false,"merged":[[0,35,0,46],[38,13,42,21],[42,44,42,45],[24,10,42,12],[21,10,23,12],[8,13,10,21],[2,13,2,15],[1,26,1,27],[3,8,4,12],[1,1,2,11],[1,12,2,12],[21,1,42,9],[20,26,20,29],[1,28,1,29],[2,16,2,21],[1,16,1,21],[15,13,37,21],[3,13,4,21],[1,13,1,15],[3,1,4,7],[30,50,31,50],[30,55,31,55],[26,42,27,42],[30,42,31,42],[26,37,27,37],[30,37,31,37],[61,42,61,45],[62,43,62,44],[67,43,67,44],[0,74,0,85],[26,76,27,76],[26,81,27,81],[30,76,31,76],[30,81,31,81],[0,61,0,72],[26,63,27,63],[26,68,27,68],[30,63,31,63],[30,68,31,68],[0,48,0,59],[26,50,27,50],[26,55,27,55],[97,43,97,44],[72,43,72,44],[77,43,77,44],[82,43,82,44],[87,43,87,44],[92,43,92,44]]}
[null,null,null,null,null,null,null,null,null,null,null,null,null,null,null,null,null,null,null,null,null,null,null,null,null,null,null,null,null,null,null,null,null,null,null,"Catchment 1",null,null,null,null,null,null,null,null,null,null,null,null,"Catchment 2",null,null,null,null,null,null,null,null,null,null,null,null,"Catchment 3",null,null,null,null,null,null,null,null,null,null,null,null,"Catchment 4"]
[null,"WET DETENTION:",null,null,null,null,null,null,null,null,null,null,{"$f":"'General Site Information'!G2:G3","v":"V 7.6"},"Blue Numbers = ",null,null,"Input data",null,null,null,null,null,null,null,"Max:",{"$f":"MAX(R13:R14)","v":0},"Retention Amount:",null,"Efficiency Provided:",null,null,null,null,null,null,null,null,"RT:","PP:","P:","N:",null,null,"RT:","P:","N:","RT:",null,null,null,"RT:","PP:","P:","N:",null,null,"RT:","P:","N:","RT:",null,null,null,"RT:","PP:","P:","N:",null,null,"RT:","P:","N:","RT:",null,null,null,"RT:","PP:","P:","N:",null,null,"RT:","P:","N:","RT:"]
[null,null,null,null,null,null,null,null,null,null,null,null,null,"Red Numbers =",null,null,"Calculated or Carryover",null,null,null,null,null,null,null,null,null,0,0,null,0,null,null,null,null,null,0,0,0,0,0,0,0,0,0,0,0,0,null,0,0,0,0,0,0,0,0,0,0,0,0,null,0,0,0,0,0,0,0,0,0,0,0,0,null,0,0,0,0,0,0,0,0,0,0,0,0]
[null,"WET DETENTION POND SERVING:",null,null,null,null,null,null,{"$f":"IF('General Site Information'!J5=\"\",\"\",'General Site Information'!J5)","v":""},null,null,null,null,null,null,null,null,null,null,null,null,null,null,null,{"$f":"IF($I$14>=$I$12,1,0)","v":1},null,{"$f":"IF(IF($AD4>=$Z$2,1,0)>0,AA3+1,IF($AD4>=$Z$2,1,0))","v":{"$error":"#REF!"}},0.25,null,{"$f":"'Retention Basin'!AB4","v":{"$error":"#REF!"}},null,null,null,null,null,{"$f":"IF(IF(AO4>=$I$14,1,0)>0,AJ3+1,IF(AO4>=$I$14,1,0))","v":0},{"$f":"IF(IF(AN4>=$I$15,1,0)>0,AK3+1,IF(AN4>=$I$15,1,0))","v":0},2,{"$f":"$AE$26*(AL4/365)","v":0},{"$f":"IF($I$10=\"YES\",(40.13+6.372*LN(AL4)+0.213*(LN(AL4)^2))+((100-(40.13+6.372*LN(AL4)+0.213*(LN(AL4)^2)))*($I$11/100)),(40.13+6.372*LN(AL4)+0.213*(LN(AL4)^2)))","v":44.649070326492549},{"$f":"IF($I$10=\"YES\",((43.75*AL4)/(4.38+AL4))+((100-((43.75*AL4)/(4.38+AL4)))*($I$11/100)),((43.75*AL4)/(4.38+AL4)))","v":13.714733542319749},{"$f":"IF(IF(AT4>=$I$14,1,0)>0,AP3+1,IF(AT4>=$I$14,1,0))","v":0},{"$f":"IF(IF(AS4>=$I$15,1,0)>0,AQ3+1,IF(AS4>=$I$15,1,0))","v":0},2,{"$f":"(40.13+6.372*LN(AR4)+0.213*(LN(AR4)^2))","v":44.649070326492549},{"$f":"((43.75*AR4)/(4.38+AR4))","v":13.714733542319749},2,null,{"$f":"IF(IF(BB4>=$J$14,1,0)>0,AW3+1,IF(BB4>=$J$14,1,0))","v":0},{"$f":"IF(IF(BA4>=$J$15,1,0)>0,AX3+1,IF(BA4>=$J$15,1,0))","v":0},2,{"$f":"$AE$26*(AY4/365)","v":0},{"$f":"IF($I$10=\"YES\",(40.13+6.372*LN(AY4)+0.213*(LN(AY4)^2))+((100-(40.13+6.372*LN(AY4)+0.213*(LN(AY4)^2)))*($I$11/100)),(40.13+6.372*LN(AY4)+0.213*(LN(AY4)^2)))","v":44.649070326492549},{"$f":"IF($I$10=\"YES\",((43.75*AY4)/(4.38+AY4))+((100-((43.75*AY4)/(4.38+AY4)))*($I$11/100)),((43.75*AY4)/(4.38+AY4)))","v":13.714733542319749},{"$f":"IF(IF(BG4>=$J$14,1,0)>0,BC3+1,IF(BG4>=$J$14,1,0))","v":0},{"$f":"IF(IF(BF4>=$J$15,1,0)>0,BD3+1,IF(BF4>=$J$15,1,0))","v":0},2,{"$f":"(40.13+6.372*LN(BE4)+0.213*(LN(BE4)^2))","v":44.649070326492549},{"$f":"((43.75*BE4)/(4.38+BE4))","v":13.714733542319749},2,null,{"$f":"IF(IF(BO4>=$K$14,1,0)>0,BJ3+1,IF(BO4>=$K$14,1,0))","v":0},{"$f":"IF(IF(BN4>=$K$15,1,0)>0,BK3+1,IF(BN4>=$K$15,1,0))","v":0},2,{"$f":"$AE$26*(BL4/365)","v":0},{"$f":"IF($I$10=\"YES\",(40.13+6.372*LN(BL4)+0.213*(LN(BL4)^2))+((100-(40.13+6.372*LN(BL4)+0.213*(LN(BL4)^2)))*($I$11/100)),(40.13+6.372*LN(BL4)+0.213*(LN(BL4)^2)))","v":44.649070326492549},{"$f":"IF($I$10=\"YES\",((43.75*BL4)/(4.38+BL4))+((100-((43.75*BL4)/(4.38+BL4)))*($I$11/100)),((43.75*BL4)/(4.38+BL4)))","v":13.714733542319749},{"$f":"IF(IF(BT4>=$K$14,1,0)>0,BP3+1,IF(BT4>=$K$14,1,0))","v":0},{"$f":"IF(IF(BS4>=$K$15,1,0)>0,BQ3+1,IF(BS4>=$K$15,1,0))","v":0},2,{"$f":"(40.13+6.372*LN(BR4)+0.213*(LN(BR4)^2))","v":44.649070326492549},{"$f":"((43.75*BR4)/(4.38+BR4))","v":13.714733542319749},2,null,{"$f":"IF(IF(CB4>=$L$14,1,0)>0,BW3+1,IF(CB4>=$L$14,1,0))","v":0},{"$f":"IF(IF(CA4>=$L$15,1,0)>0,BX3+1,IF(CA4>=$L$15,1,0))","v":0},2,{"$f":"$AE$26*(BY4/365)","v":0},{"$f":"IF($I$10=\"YES\",(40.13+6.372*LN(BY4)+0.213*(LN(BY4)^2))+((100-(40.13+6.372*LN(BY4)+0.213*(LN(BY4)^2)))*($I$11/100)),(40.13+6.372*LN(BY4)+0.213*(LN(BY4)^2)))","v":44.649070326492549},{"$f":"IF($I$10=\"YES\",((43.75*BY4)/(4.38+BY4))+((100-((43.75*BY4)/(4.38+BY4)))*($I$11/100)),((43.75*BY4)/(4.38+BY4)))","v":13.714733542319749},{"$f":"IF(IF(CG4>=$L$14,1,0)>0,CC3+1,IF(CG4>=$L$14,1,0))","v":0},{"$f":"IF(IF(CF4>=$L$15,1,0)>0,CD3+1,IF(CF4>=$L$15,1,0))","v":0},2,{"$f":"(40.13+6.372*LN(CE4)+0.213*(LN(CE4)^2))","v":44.649070326492549},{"$f":"((43.75*CE4)/(4.38+CE4))","v":13.714733542319749},2]
[null,null,null,null,null,null,null,null,null,null,null,null,null,null,null,null,null,null,null,null,null,null,null,null,{"$f":"IF($I$15>=$I$13,1,0)","v":1},null,{"$f":"IF(IF($AD5>=$Z$2,1,0)>0,AA4+1,IF($AD5>=$Z$2,1,0))","v":{"$error":"#REF!"}},0.5,null,{"$f":"'Retention Basin'!AB5","v":{"$error":"#REF!"}},null,null,null,null,null,{"$f":"IF(IF(AO5>=$I$14,1,0)>0,AJ4+1,IF(AO5>=$I$14,1,0))","v":0},{"$f":"IF(IF(AN5>=$I$15,1,0)>0,AK4+1,IF(AN5>=$I$15,1,0))","v":0},4,{"$f":"$AE$26*(AL5/365)","v":0},{"$f":"IF($I$10=\"YES\",(40.13+6.372*LN(AL5)+0.213*(LN(AL5)^2))+((100-(40.13+6.372*LN(AL5)+0.213*(LN(AL5)^2)))*($I$11/100)),(40.13+6.372*LN(AL5)+0.213*(LN(AL5)^2)))","v":49.372813636914252},{"$f":"IF($I$10=\"YES\",((43.75*AL5)/(4.38+AL5))+((100-((43.75*AL5)/(4.38+AL5)))*($I$11/100)),((43.75*AL5)/(4.38+AL5)))","v":20.883054892601436},{"$f":"IF(IF(AT5>=$I$14,1,0)>0,AP4+1,IF(AT5>=$I$14,1,0))","v":0},{"$f":"IF(IF(AS5>=$I$15,1,0)>0,AQ4+1,IF(AS5>=$I$15,1,0))","v":0},4,{"$f":"(40.13+6.372*LN(AR5)+0.213*(LN(AR5)^2))","v":49.372813636914252},{"$f":"((43.75*AR5)/(4.38+AR5))","v":20.883054892601436},4,null,{"$f":"IF(IF(BB5>=$J$14,1,0)>0,AW4+1,IF(BB5>=$J$14,1,0))","v":0},{"$f":"IF(IF(BA5>=$J$15,1,0)>0,AX4+1,IF(BA5>=$J$15,1,0))","v":0},4,{"$f":"$AE$26*(AY5/365)","v":0},{"$f":"IF($I$10=\"YES\",(40.13+6.372*LN(AY5)+0.213*(LN(AY5)^2))+((100-(40.13+6.372*LN(AY5)+0.213*(LN(AY5)^2)))*($I$11/100)),(40.13+6.372*LN(AY5)+0.213*(LN(AY5)^2)))","v":49.372813636914252},{"$f":"IF($I$10=\"YES\",((43.75*AY5)/(4.38+AY5))+((100-((43.75*AY5)/(4.38+AY5)))*($I$11/100)),((43.75*AY5)/(4.38+AY5)))","v":20.883054892601436},{"$f":"IF(IF(BG5>=$J$14,1,0)>0,BC4+1,IF(BG5>=$J$14,1,0))","v":0},{"$f":"IF(IF(BF5>=$J$15,1,0)>0,BD4+1,IF(BF5>=$J$15,1,0))","v":0},4,{"$f":"(40.13+6.372*LN(BE5)+0.213*(LN(BE5)^2))","v":49.372813636914252},{"$f":"((43.75*BE5)/(4.38+BE5))","v":20.883054892601436},4,null,{"$f":"IF(IF(BO5>=$K$14,1,0)>0,BJ4+1,IF(BO5>=$K$14,1,0))","v":0},{"$f":"IF(IF(BN5>=$K$15,1,0)>0,BK4+1,IF(BN5>=$K$15,1,0))","v":0},4,{"$f":"$AE$26*(BL5/365)","v":0},{"$f":"IF($I$10=\"YES\",(40.13+6.372*LN(BL5)+0.213*(LN(BL5)^2))+((100-(40.13+6.372*LN(BL5)+0.213*(LN(BL5)^2)))*($I$11/100)),(40.13+6.372*LN(BL5)+0.213*(LN(BL5)^2)))","v":49.372813636914252},{"$f":"IF($I$10=\"YES\",((43.75*BL5)/(4.38+BL5))+((100-((43.75*BL5)/(4.38+BL5)))*($I$11/100)),((43.75*BL5)/(4.38+BL5)))","v":20.883054892601436},{"$f":"IF(IF(BT5>=$K$14,1,0)>0,BP4+1,IF(BT5>=$K$14,1,0))","v":0},{"$f":"IF(IF(BS5>=$K$15,1,0)>0,BQ4+1,IF(BS5>=$K$15,1,0))","v":0},4,{"$f":"(40.13+6.372*LN(BR5)+0.213*(LN(BR5)^2))","v":49.372813636914252},{"$f":"((43.75*BR5)/(4.38+BR5))","v":20.883054892601436},4,null,{"$f":"IF(IF(CB5>=$L$14,1,0)>0,BW4+1,IF(CB5>=$L$14,1,0))","v":0},{"$f":"IF(IF(CA5>=$L$15,1,0)>0,BX4+1,IF(CA5>=$L$15,1,0))","v":0},4,{"$f":"$AE$26*(BY5/365)","v":0},{"$f":"IF($I$10=\"YES\",(40.13+6.372*LN(BY5)+0.213*(LN(BY5)^2))+((100-(40.13+6.372*LN(BY5)+0.213*(LN(BY5)^2)))*($I$11/100)),(40.13+6.372*LN(BY5)+0.213*(LN(BY5)^2)))","v":49.372813636914252},{"$f":"IF($I$10=\"YES\",((43.75*BY5)/(4.38+BY5))+((100-((43.75*BY5)/(4.38+BY5)))*($I$11/100)),((43.75*BY5)/(4.38+BY5)))","v":20.883054892601436},{"$f":"IF(IF(CG5>=$L$14,1,0)>0,CC4+1,IF(CG5>=$L$14,1,0))","v":0},{"$f":"IF(IF(CF5>=$L$15,1,0)>0,CD4+1,IF(CF5>=$L$15,1,0))","v":0},4,{"$f":"(40.13+6.372*LN(CE5)+0.213*(LN(CE5)^2))","v":49.372813636914252},{"$f":"((43.75*CE5)/(4.38+CE5))","v":20.883054892601436},4]
[null,"Loadings from BMP area are contained by the BMP, thus no BMP area load.",null,null,null,null,null,null,"Catchment 1","Catchment 2","Catchment 3","Catchment 4",null,null,null,null,null,null,null,null,null,null,null,null,null,null,{"$error":"#REF!"},0.75,null,{"$f":"'Retention Basin'!AB6","v":{"$error":"#REF!"}},null,null,null,null,null,0,0,6,0,{"$f":"IF($I$10=\"YES\",(40.13+6.372*LN(AL6)+0.213*(LN(AL6)^2))+((100-(40.13+6.372*LN(AL6)+0.213*(LN(AL6)^2)))*($I$11/100)),(40.13+6.372*LN(AL6)+0.213*(LN(AL6)^2)))","v":52.230906962977237},25.289017341040466,0,0,6,52.230906962977237,25.289017341040466,6,null,0,0,6,0,52.230906962977237,25.289017341040466,0,0,6,52.230906962977237,25.289017341040466,6,null,0,0,6,0,52.230906962977237,25.289017341040466,0,0,6,52.230906962977237,25.289017341040466,6,null,0,0,6,0,52.230906962977237,25.289017341040466,0,0,6,52.230906962977237,25.289017341040466,6]
[null,"Total pre-development catchment area:",null,null,null,null,null,null,{"$f":"'Watershed Characteristics'!$G$14","v":0},{"$f":"'Watershed Characteristics'!$G$29","v":0},{"$f":"'Watershed Characteristics'!$G$44","v":0},{"$f":"'Watershed Characteristics'!$G$59","v":0},"ac",null,null,null,null,null,null,null,null,null,null,null,null,null,{"$error":"#REF!"},1,null,{"$f":"'Retention Basin'!AB7","v":{"$error":"#REF!"}},null,null,null,null,null,0,0,8,0,{"$f":"IF($I$10=\"YES\",(40.13+6.372*LN(AL7)+0.213*(LN(AL7)^2))+((100-(40.13+6.372*LN(AL7)+0.213*(LN(AL7)^2)))*($I$11/100)),(40.13+6.372*LN(AL7)+0.213*(LN(AL7)^2)))","v":54.301229931265112},28.271405492730214,0,0,8,54.301229931265112,28.271405492730214,8,null,0,0,8,0,54.301229931265112,28.271405492730214,0,0,8,54.301229931265112,28.271405492730214,8,null,0,0,8,0,54.301229931265112,28.271405492730214,0,0,8,54.301229931265112,28.271405492730214,8,null,0,0,8,0,54.301229931265112,28.271405492730214,0,0,8,54.301229931265112,28.271405492730214,8]
[null,"Total post-development catchment area:",null,null,null,null,null,null,{"$f":"'Watershed Characteristics'!$G$15-'Watershed Characteristics'!$G$20","v":0},{"$f":"'Watershed Characteristics'!$G$30-'Watershed Characteristics'!$G$35","v":0},{"$f":"'Watershed Characteristics'!$G$45-'Watershed Characteristics'!$G$50","v":0},{"$f":"'Watershed Characteristics'!$G$60-'Watershed Characteristics'!$G$65","v":0},"ac",null,null,null,null,null,null,null,null,null,null,null,null,null,{"$error":"#REF!"},1.25,null,{"$f":"'Retention Basin'!AB8","v":{"$error":"#REF!"}},null,null,null,null,null,0,0,10,0,55.931376510089962,30.424200278164118,0,0,10,55.931376510089962,30.424200278164118,10,null,0,0,10,0,55.931376510089962,30.424200278164118,0,0,10,55.931376510089962,30.424200278164118,10,null,0,0,10,0,55.931376510089962,30.424200278164118,0,0,10,55.931376510089962,30.424200278164118,10,null,0,0,10,0,55.931376510089962,30.424200278164118,0,0,10,55.931376510089962,30.424200278164118,10]
[null,"Average annual residence time (between 1 and 500 days):",null,null,null,null,null,null,null,null,null,null,"days","REQUIRED REMAINING TREATMENT EFFICIENCIES OF TREATMENT SYSTEM IN SERIES WITH WET DETENTION. USE FOR SIZING OF TREATMENT SYSTEM IN SERIES WITH WET DETENTION. ",null,null,null,null,null,null,null,null,null,null,null,null,{"$error":"#REF!"},1.5,null,{"$f":"'Retention Basin'!AB9","v":{"$error":"#REF!"}},null,null,null,null,null,0,0,15,0,58.947739026353197,33.862229102167184,0,0,15,58.947739026353197,33.862229102167184,15,null,0,0,15,0,58.947739026353197,33.862229102167184,0,0,15,58.947739026353197,33.862229102167184,15,null,0,0,15,0,58.947739026353197,33.862229102167184,0,0,15,58.947739026353197,33.862229102167184,15,null,0,0,15,0,58.947739026353197,33.862229102167184,0,0,15,58.947739026353197,33.862229102167184,15]
[null,"Littoral Zone or other improvements used?",null,null,null,null,null,null,null,null,null,null,null,null,null,null,null,null,null,null,null,null,null,null,null,null,{"$error":"#REF!"},1.75,null,{"$f":"'Retention Basin'!AB10","v":{"$error":"#REF!"}},null,null,null,null,null,0,0,20,0,61.130355772161195,35.890073831009026,0,0,20,61.130355772161195,35.890073831009026,20,null,0,0,20,0,61.130355772161195,35.890073831009026,0,0,20,61.130355772161195,35.890073831009026,20,null,0,0,20,0,61.130355772161195,35.890073831009026,0,0,20,61.130355772161195,35.890073831009026,20,null,0,0,20,0,61.130355772161195,35.890073831009026,0,0,20,61.130355772161195,35.890073831009026,20]
[null,"Littoral Zone or other improvement efficiency credit:",null,null,null,null,null,null,null,null,null,null,"%",null,null,null,null,null,null,null,null,null,null,null,null,null,{"$error":"#REF!"},2,null,{"$f":"'Retention Basin'!AB11","v":{"$error":"#REF!"}},null,null,null,null,null,0,0,25,0,62.847604171731334,37.22770592239619,0,0,25,62.847604171731334,37.22770592239619,25,null,0,0,25,0,62.847604171731334,37.22770592239619,0,0,25,62.847604171731334,37.22770592239619,25,null,0,0,25,0,62.847604171731334,37.22770592239619,0,0,25,62.847604171731334,37.22770592239619,25,null,0,0,25,0,62.847604171731334,37.22770592239619,0,0,25,62.847604171731334,37.22770592239619,25]
[null,"Total Nitrogen removal required:",null,null,null,null,null,null,{"$f":"IF(I9=\"\",\"\",'Watershed Characteristics'!$AE$46)","v":""},{"$f":"IF(J9=\"\",\"\",'Watershed Characteristics'!$AE$47)","v":""},{"$f":"IF(K9=\"\",\"\",'Watershed Characteristics'!$AE$48)","v":""},{"$f":"IF(L9=\"\",\"\",'Watershed Characteristics'!$AE$49)","v":""},"%",null,null,null,null,"Catchment 1","Catchment 2","Catchment 3","Catchment 4",null,null,null,null,null,{"$error":"#REF!"},2.25,null,{"$f":"'Retention Basin'!AB12","v":{"$error":"#REF!"}},null,null,null,null,null,0,0,30,0,64.266444308933686,38.176265270506107,0,0,30,64.266444308933686,38.176265270506107,30,null,0,0,30,0,64.266444308933686,38.176265270506107,0,0,30,64.266444308933686,38.176265270506107,30,null,0,0,30,0,64.266444308933686,38.176265270506107,0,0,30,64.266444308933686,38.176265270506107,30,null,0,0,30,0,64.266444308933686,38.176265270506107,0,0,30,64.266444308933686,38.176265270506107,30]
[null,"Total Phosphorus removal required:",null,null,null,null,null,null,{"$f":"IF(I9=\"\",\"\",'Watershed Characteristics'!$AF$46)","v":""},{"$f":"IF(J9=\"\",\"\",'Watershed Characteristics'!$AF$47)","v":""},{"$f":"IF(K9=\"\",\"\",'Watershed Characteristics'!$AF$48)","v":""},{"$f":"IF(L9=\"\",\"\",'Watershed Characteristics'!$AF$49)","v":""},"%","Remaining treatment efficiency needed (Nitrogen):",null,null,null,{"$f":"IFERROR(IF(((($I$12/100)-($I$14/100))/(1-($I$14/100))*100)<0,0,((($I$12/100)-($I$14/100))/(1-($I$14/100))*100)),\"\")","v":""},{"$f":"IFERROR(IF(((($J$12/100)-($J$14/100))/(1-($J$14/100))*100)<0,0,((($J$12/100)-($J$14/100))/(1-($J$14/100))*100)),\"\")","v":""},{"$f":"IFERROR(IF(((($K$12/100)-($K$14/100))/(1-($K$14/100))*100)<0,0,((($K$12/100)-($K$14/100))/(1-($K$14/100))*100)),\"\")","v":""},{"$f":"IFERROR(IF(((($L$12/100)-($L$14/100))/(1-($L$14/100))*100)<0,0,((($L$12/100)-($L$14/100))/(1-($L$14/100))*100)),\"\")","v":""},"%",null,null,null,null,{"$error":"#REF!"},2.5,null,{"$f":"'Retention Basin'!AB13","v":{"$error":"#REF!"}},null,null,null,null,null,0,0,35,0,65.477104313376216,38.883951244286436,0,0,35,65.477104313376216,38.883951244286436,35,null,0,0,35,0,65.477104313376216,38.883951244286436,0,0,35,65.477104313376216,38.883951244286436,35,null,0,0,35,0,65.477104313376216,38.883951244286436,0,0,35,65.477104313376216,38.883951244286436,35,null,0,0,35,0,65.477104313376216,38.883951244286436,0,0,35,65.477104313376216,38.883951244286436,35]
[null,"Total Nitrogen removal efficiency provided:",null,null,null,null,null,null,{"$f":"IF(I9=\"\",\"\",IF($I$10=\"YES\",((43.75*I9)/(4.38+I9))+((100-((43.75*I9)/(4.38+I9)))*($I$11/100)),((43.75*I9)/(4.38+I9))))","v":""},{"$f":"IF(J9=\"\",\"\",IF($J$10=\"YES\",((43.75*J9)/(4.38+J9))+((100-((43.75*J9)/(4.38+J9)))*($J$11/100)),((43.75*J9)/(4.38+J9))))","v":""},{"$f":"IF(K9=\"\",\"\",IF($K$10=\"YES\",((43.75*K9)/(4.38+K9))+((100-((43.75*K9)/(4.38+K9)))*($K$11/100)),((43.75*K9)/(4.38+K9))))","v":""},{"$f":"IF(L9=\"\",\"\",IF(L9=\"\",\"\",IF($L$10=\"YES\",((43.75*L9)/(4.38+L9))+((100-((43.75*L9)/(4.38+L9)))*($L$11/100)),((43.75*L9)/(4.38+L9)))))","v":""},"%","Remaining treatment efficiency needed (Phosphorus):",null,null,null,{"$f":"IFERROR(IF((($I$13/100)-($I$15/100))/(1-($I$15/100))*100<0,0,(($I$13/100)-($I$15/100))/(1-($I$15/100))*100),\"\")","v":""},{"$f":"IFERROR(IF((($J$13/100)-($J$15/100))/(1-($J$15/100))*100<0,0,(($J$13/100)-($J$15/100))/(1-($J$15/100))*100),\"\")","v":""},{"$f":"IFERROR(IF((($K$13/100)-($K$15/100))/(1-($K$15/100))*100<0,0,(($K$13/100)-($K$15/100))/(1-($K$15/100))*100),\"\")","v":""},{"$f":"IFERROR(IF((($L$13/100)-($L$15/100))/(1-($L$15/100))*100<0,0,(($L$13/100)-($L$15/100))/(1-($L$15/100))*100),\"\")","v":""},"%",null,null,null,null,{"$error":"#REF!"},2.75,null,{"$f":"'Retention Basin'!AB14","v":{"$error":"#REF!"}},null,null,null,null,null,0,0,40,0,66.534008018161586,39.43217665615142,0,0,40,66.534008018161586,39.43217665615142,40,null,0,0,40,0,66.534008018161586,39.43217665615142,0,0,40,66.534008018161586,39.43217665615142,40,null,0,0,40,0,66.534008018161586,39.43217665615142,0,0,40,66.534008018161586,39.43217665615142,40,null,0,0,40,0,66.534008018161586,39.43217665615142,0,0,40,66.534008018161586,39.43217665615142,40]
[null,"Total Phosphorous removal efficiency provided:",null,null,null,null,null,null,{"$f":"IF(I9=\"\",\"\",IF($I$10=\"YES\",IF(ISERROR(40.13+6.372*LN(I9)+0.213*(LN(I9)^2))=TRUE,0,(40.13+6.372*LN(I9)+0.213*(LN(I9)^2)))+((100-IF(ISERROR(40.13+6.372*LN(I9)+0.213*(LN(I9)^2))=TRUE,0,(40.13+6.372*LN(I9)+0.213*(LN(I9)^2))))*($I$11/100)),IF(ISERROR(40.13+6.372*LN(I9)+0.213*(LN(I9)^2))=TRUE,0,(40.13+6.372*LN(I9)+0.213*(LN(I9)^2)))))","v":""},{"$f":"IF(J9=\"\",\"\",IF($J$10=\"YES\",IF(ISERROR(40.13+6.372*LN(J9)+0.213*(LN(J9)^2))=TRUE,0,(40.13+6.372*LN(J9)+0.213*(LN(J9)^2)))+((100-IF(ISERROR(40.13+6.372*LN(J9)+0.213*(LN(J9)^2))=TRUE,0,(40.13+6.372*LN(J9)+0.213*(LN(J9)^2))))*($J$11/100)),IF(ISERROR(40.13+6.372*LN(J9)+0.213*(LN(J9)^2))=TRUE,0,(40.13+6.372*LN(J9)+0.213*(LN(J9)^2)))))","v":""},{"$f":"IF(K9=\"\",\"\",IF($K$10=\"YES\",IF(ISERROR(40.13+6.372*LN(K9)+0.213*(LN(K9)^2))=TRUE,0,(40.13+6.372*LN(K9)+0.213*(LN(K9)^2)))+((100-IF(ISERROR(40.13+6.372*LN(K9)+0.213*(LN(K9)^2))=TRUE,0,(40.13+6.372*LN(K9)+0.213*(LN(K9)^2))))*($K$11/100)),IF(ISERROR(40.13+6.372*LN(K9)+0.213*(LN(K9)^2))=TRUE,0,(40.13+6.372*LN(K9)+0.213*(LN(K9)^2)))))","v":""},{"$f":"IF(L9=\"\",\"\",IF(L9=\"\",\"\",IF($L$10=\"YES\",IF(ISERROR(40.13+6.372*LN(L9)+0.213*(LN(L9)^2))=TRUE,0,(40.13+6.372*LN(L9)+0.213*(LN(L9)^2)))+((100-IF(ISERROR(40.13+6.372*LN(L9)+0.213*(LN(L9)^2))=TRUE,0,(40.13+6.372*LN(L9)+0.213*(LN(L9)^2))))*($L$11/100)),IF(ISERROR(40.13+6.372*LN(L9)+0.213*(LN(L9)^2))=TRUE,0,(40.13+6.372*LN(L9)+0.213*(LN(L9)^2))))))","v":""},"%",null,null,null,null,null,null,null,null,null,null,null,null,null,{"$error":"#REF!"},3,null,{"$f":"'Retention Basin'!AB15","v":{"$error":"#REF!"}},null,null,null,null,null,0,0,45,0,67.472568078064668,39.869380315917375,0,0,45,67.472568078064668,39.869380315917375,45,null,0,0,45,0,67.472568078064668,39.869380315917375,0,0,45,67.472568078064668,39.869380315917375,45,null,0,0,45,0,67.472568078064668,39.869380315917375,0,0,45,67.472568078064668,39.869380315917375,45,null,0,0,45,0,67.472568078064668,39.869380315917375,0,0,45,67.472568078064668,39.869380315917375,45]
[null,"Is the wet detention sufficient:",null,null,null,null,null,null,{"$f":"IF(I12=\"TBD\",\"\",IF(I9=\"\",\"\",IF(I15=0,\"\",IF(SUM(IF(I14>=I12,1,0),IF(I15>=I13,1,0))>1.999,\"YES\",\"NO\"))))","v":""},{"$f":"IF(J12=\"TBD\",\"\",IF(J9=\"\",\"\",IF(J15=0,\"\",IF(SUM(IF(J14>=J12,1,0),IF(J15>=J13,1,0))>1.999,\"YES\",\"NO\"))))","v":""},{"$f":"IF(K12=\"TBD\",\"\",IF(K9=\"\",\"\",IF(K15=0,\"\",IF(SUM(IF(K14>=K12,1,0),IF(K15>=K13,1,0))>1.999,\"YES\",\"NO\"))))","v":""},{"$f":"IF(L12=\"TBD\",\"\",IF(L9=\"\",\"\",IF(L15=0,\"\",IF(SUM(IF(L14>=L12,1,0),IF(L15>=L13,1,0))>1.999,\"YES\",\"NO\"))))","v":""},null,null,null,null,null,null,null,null,null,null,null,null,null,null,{"$error":"#REF!"},3.25,null,{"$f":"'Retention Basin'!AB16","v":{"$error":"#REF!"}},null,null,null,null,null,0,0,50,0,68.317146401522947,40.22618609783008,0,0,50,68.317146401522947,40.22618609783008,50,null,0,0,50,0,68.317146401522947,40.22618609783008,0,0,50,68.317146401522947,40.22618609783008,50,null,0,0,50,0,68.317146401522947,40.22618609783008,0,0,50,68.317146401522947,40.22618609783008,50,null,0,0,50,0,68.317146401522947,40.22618609783008,0,0,50,68.317146401522947,40.22618609783008,50]
[null,"Average annual runoff volume into the pond:",null,null,null,null,null,null,{"$f":"IF(I8=0, \"\", 'Watershed Characteristics'!$T$18)","v":""},{"$f":"IF(J8=0, \"\", 'Watershed Characteristics'!$T$33)","v":""},{"$f":"IF(K8=0, \"\", 'Watershed Characteristics'!$T$48)","v":""},{"$f":"IF(L8=0, \"\", 'Watershed Characteristics'!$T$63)","v":""},"ac-ft/yr",null,null,null,null,null,null,null,null,null,null,null,null,null,{"$error":"#REF!"},3.5,null,{"$f":"'Retention Basin'!AB17","v":{"$error":"#REF!"}},null,null,null,null,null,0,0,60,0,69.789822575443324,40.773532152842499,0,0,60,69.789822575443324,40.773532152842499,60,null,0,0,60,0,69.789822575443324,40.773532152842499,0,0,60,69.789822575443324,40.773532152842499,60,null,0,0,60,0,69.789822575443324,40.773532152842499,0,0,60,69.789822575443324,40.773532152842499,60,null,0,0,60,0,69.789822575443324,40.773532152842499,0,0,60,69.789822575443324,40.773532152842499,60]
[null,null,null,null,null,null,null,null,null,null,null,null,null,null,null,null,null,null,null,null,null,null,null,null,null,null,{"$error":"#REF!"},3.75,null,{"$f":"'Retention Basin'!AB18","v":{"$error":"#REF!"}},null,null,null,null,null,0,0,70,0,71.046000300364028,41.17370260822802,0,0,70,71.046000300364028,41.17370260822802,70,null,0,0,70,0,71.046000300364028,41.17370260822802,0,0,70,71.046000300364028,41.17370260822802,70,null,0,0,70,0,71.046000300364028,41.17370260822802,0,0,70,71.046000300364028,41.17370260822802,70,null,0,0,70,0,71.046000300364028,41.17370260822802,0,0,70,71.046000300364028,41.17370260822802,70]
[null,"To Achieve  the Treatment Efficiency Shown in the Graph Below, the Following Must Hold",null,null,null,null,null,null,null,null,null,null,null,null,null,null,null,null,null,null,null,null,null,null,null,null,{"$error":"#REF!"},4,null,{"$f":"'Retention Basin'!AB19","v":{"$error":"#REF!"}},null,null,null,null,null,0,0,80,0,72.14233324809112,41.479023465276136,0,0,80,72.14233324809112,41.479023465276136,80,null,0,0,80,0,72.14233324809112,41.479023465276136,0,0,80,72.14233324809112,41.479023465276136,80,null,0,0,80,0,72.14233324809112,41.479023465276136,0,0,80,72.14233324809112,41.479023465276136,80,null,0,0,80,0,72.14233324809112,41.479023465276136,0,0,80,72.14233324809112,41.479023465276136,80]
[null,null,null,null,null,null,null,null,null,null,null,null,null,null,null,null,null,null,null,null,null,null,null,null,null,null,null,null,null,null,null,null,null,null,null,0,0,90,0,73.115672365083583,41.719643992371267,0,0,90,73.115672365083583,41.719643992371267,90,null,0,0,90,0,73.115672365083583,41.719643992371267,0,0,90,73.115672365083583,41.719643992371267,90,null,0,0,90,0,73.115672365083583,41.719643992371267,0,0,90,73.115672365083583,41.719643992371267,90,null,0,0,90,0,73.115672365083583,41.719643992371267,0,0,90,73.115672365083583,41.719643992371267,90]
[null,"Minimum Pond Permanent Pool Volume:",null,null,null,null,null,null,{"$f":"IF((I9>0),(I9*I17/365),\"\")","v":""},{"$f":"IF((J9>0),(J9*J17/365),\"\")","v":""},{"$f":"IF((K9>0),(K9*K17/365),\"\")","v":""},{"$f":"IF((L9>0),(L9*L17/365),\"\")","v":""},"ac-ft",null,null,null,null,null,null,null,null,null,null,null,null,null,"Interpolation for Retention Amount:",null,null,null,null,null,null,null,null,0,0,100,0,73.991361615243719,41.914159800728108,0,0,100,73.991361615243719,41.914159800728108,100,null,0,0,100,0,73.991361615243719,41.914159800728108,0,0,100,73.991361615243719,41.914159800728108,100,null,0,0,100,0,73.991361615243719,41.914159800728108,0,0,100,73.991361615243719,41.914159800728108,100,null,0,0,100,0,73.991361615243719,41.914159800728108,0,0,100,73.991361615243719,41.914159800728108,100]
[null,null,null,null,null,null,null,null,null,null," NOTE FOR TREATMENT EFFICIENCY GRAPH:",null,null,null,null,null,null,null,null,null,null,null,null,null,null,null,null,null,null,null,null,null,null,null,null,0,0,200,0,79.870249812893633,42.812408259125156,0,0,200,79.870249812893633,42.812408259125156,200,null,0,0,200,0,79.870249812893633,42.812408259125156,0,0,200,79.870249812893633,42.812408259125156,200,null,0,0,200,0,79.870249812893633,42.812408259125156,0,0,200,79.870249812893633,42.812408259125156,200,null,0,0,200,0,79.870249812893633,42.812408259125156,0,0,200,79.870249812893633,42.812408259125156,200]
[null,null,null,null,null,null,null,null,null,null,null,null,null,null,null,null,null,null,null,null,null,null,null,null,null,null,null,{"$f":"VLOOKUP(0,AA3:AD19,2)","v":0},{"$f":"VLOOKUP(0,AA3:AD19,4)","v":0},null,null,null,null,null,null,0,0,300,0,83.404059580884891,43.120441553321506,0,0,300,83.404059580884891,43.120441553321506,300,null,0,0,300,0,83.404059580884891,43.120441553321506,0,0,300,83.404059580884891,43.120441553321506,300,null,0,0,300,0,83.404059580884891,43.120441553321506,0,0,300,83.404059580884891,43.120441553321506,300,null,0,0,300,0,83.404059580884891,43.120441553321506,0,0,300,83.404059580884891,43.120441553321506,300]
[null,null,null,null,null,null,null,null,null,null,null,null,null,null,null,null,null,null,null,null,null,null,null,null,null,null,null,{"$f":"VLOOKUP(1,AA3:AD19,2)","v":0},{"$f":"VLOOKUP(1,AA3:AD19,4)","v":0},null,null,null,null,null,null,0,0,400,0,85.953810994472718,43.276126415747562,0,0,400,85.953810994472718,43.276126415747562,400,null,0,0,400,0,85.953810994472718,43.276126415747562,0,0,400,85.953810994472718,43.276126415747562,400,null,0,0,400,0,85.953810994472718,43.276126415747562,0,0,400,85.953810994472718,43.276126415747562,400,null,0,0,400,0,85.953810994472718,43.276126415747562,0,0,400,85.953810994472718,43.276126415747562,400]
[null,null,null,null,null,null,null,null,null,null,"The purpose of the treatment efficiency graphs is to help illustrate the treatment efficiency of the wet detention system as the function of average annual residence time (and permanent pool volume). The graph illustrates that there is a point of diminished return as the permanent pool volume is substantially increased.   The lines are produced from the conditions of catchment one, thus other catchments are shown with the data points.",null,null,null,null,null,null,null,null,null,null,null,null,null,null,null,null,null,null,null,"Catch 1","Catch 2","Catch 3","Catch 4",null,0,0,500,0,87.955831166161801,43.370078115706413,0,0,500,87.955831166161801,43.370078115706413,500,null,0,0,500,0,87.955831166161801,43.370078115706413,0,0,500,87.955831166161801,43.370078115706413,500,null,0,0,500,0,87.955831166161801,43.370078115706413,0,0,500,87.955831166161801,43.370078115706413,500,null,0,0,500,0,87.955831166161801,43.370078115706413,0,0,500,87.955831166161801,43.370078115706413,500]
[null,null,null,null,null,null,null,null,null,null,null,null,null,null,null,null,null,null,null,null,null,null,null,null,null,null,"Annual input to pond:",null,null,null,{"$f":"('Watershed Characteristics'!$T$18)*(1-(Sheet123!$C$29/100))","v":0},{"$f":"('Watershed Characteristics'!$T$33)*(1-(Sheet123!$D$29/100))","v":0},{"$f":"('Watershed Characteristics'!$T$48)*(1-(Sheet123!$E$29/100))","v":0},{"$f":"('Watershed Characteristics'!$T$63)*(1-(Sheet123!$F$29/100))","v":0},"ac-ft/year"]
[null,null,null,null,null,null,null,null,null,null,null,null,null,null,null,null,null,null,null,null,null,null,null,null,null,null,"Annual Mass Loading - Phosphorus",null,null,null,{"$f":"($AE$26*43560*7.48*3.785*'Watershed Characteristics'!$T$16/1000000)","v":0},{"$f":"($AF$26*43560*7.48*3.785*'Watershed Characteristics'!$T$31/1000000)","v":0},{"$f":"($AG$26*43560*7.48*3.785*'Watershed Characteristics'!$T$46/1000000)","v":0},{"$f":"($AH$26*43560*7.48*3.785*'Watershed Characteristics'!$T$61/1000000)","v":0},"kg/year",null,null,"N",{"$f":"VLOOKUP(0,AJ3:AO25,3)","v":500},{"$f":"VLOOKUP(0,AJ3:AO25,6)","v":43.370078115706413},null,null,"N",{"$f":"VLOOKUP(0,AP3:AT25,3)","v":500},{"$f":"VLOOKUP(0,AP3:AT25,5)","v":43.370078115706413},null,null,null,null,null,"N",{"$f":"VLOOKUP(0,AW3:BB25,3)","v":500},{"$f":"VLOOKUP(0,AW3:BB25,6)","v":43.370078115706413},null,null,"N",{"$f":"VLOOKUP(0,BC3:BG25,3)","v":500},{"$f":"VLOOKUP(0,BC3:BG25,5)","v":43.370078115706413},null,null,null,null,null,"N",{"$f":"VLOOKUP(0,BJ3:BO25,3)","v":500},{"$f":"VLOOKUP(0,BJ3:BO25,6)","v":43.370078115706413},null,null,"N",{"$f":"VLOOKUP(0,BP3:BT25,3)","v":500},{"$f":"VLOOKUP(0,BP3:BT25,5)","v":43.370078115706413},null,null,null,null,null,"N",{"$f":"VLOOKUP(0,BW3:CB25,3)","v":500},{"$f":"VLOOKUP(0,BW3:CB25,6)","v":43.370078115706413},null,null,"N",{"$f":"VLOOKUP(0,CC3:CG25,3)","v":500},{"$f":"VLOOKUP(0,CC3:CG25,5)","v":43.370078115706413}]
[null,null,null,null,null,null,null,null,null,null,null,null,null,null,null,null,null,null,null,null,null,null,null,null,null,null,"Total Phosphorus Concentration:",null,null,null,{"$f":"IFERROR(AE27*(1-(I15/100)), \"\")","v":""},{"$f":"IFERROR(AF27*(1-(J15/100)), \"\")","v":""},{"$f":"IFERROR(AG27*(1-(K15/100)), \"\")","v":""},{"$f":"IFERROR(AH27*(1-(L15/100)), \"\")","v":""},"kg/year",null,null,null,{"$f":"VLOOKUP(1,AJ3:AO25,3)","v":500},{"$f":"VLOOKUP(1,AJ3:AO25,6)","v":43.370078115706413},null,null,null,{"$f":"VLOOKUP(1,AP3:AT25,3)","v":500},{"$f":"VLOOKUP(1,AP3:AT25,5)","v":43.370078115706413},null,null,null,null,null,null,{"$f":"VLOOKUP(1,AW3:BB25,3)","v":500},{"$f":"VLOOKUP(1,AW3:BB25,6)","v":43.370078115706413},null,null,null,{"$f":"VLOOKUP(1,BC3:BG25,3)","v":500},{"$f":"VLOOKUP(1,BC3:BG25,5)","v":43.370078115706413},null,null,null,null,null,null,{"$f":"VLOOKUP(1,BJ3:BO25,3)","v":500},{"$f":"VLOOKUP(1,BJ3:BO25,6)","v":43.370078115706413},null,null,null,{"$f":"VLOOKUP(1,BP3:BT25,3)","v":500},{"$f":"VLOOKUP(1,BP3:BT25,5)","v":43.370078115706413},null,null,null,null,null,null,{"$f":"VLOOKUP(1,BW3:CB25,3)","v":500},{"$f":"VLOOKUP(1,BW3:CB25,6)","v":43.370078115706413},null,null,null,{"$f":"VLOOKUP(1,CC3:CG25,3)","v":500},{"$f":"VLOOKUP(1,CC3:CG25,5)","v":43.370078115706413}]
[null,null,null,null,null,null,null,null,null,null,null,null,null,null,null,null,null,null,null,null,null,null,null,null,null,null,"Mean Pond Concentration:",null,null,null,{"$f":"IF(ISERROR((AE28)*((1/(I21+AE26)*(1/43560)*(1/7.48)*(1/3.785)*(1000000))))=TRUE,0,((AE28)*((1/(I21+AE26)*(1/43560)*(1/7.48)*(1/3.785)*(1000000)))))","v":0},{"$f":"IF(ISERROR((AF28)*((1/(J21+AF26)*(1/43560)*(1/7.48)*(1/3.785)*(1000000))))=TRUE,0,((AF28)*((1/(J21+AF26)*(1/43560)*(1/7.48)*(1/3.785)*(1000000)))))","v":0},{"$f":"IF(ISERROR((AG28)*((1/(K21+AG26)*(1/43560)*(1/7.48)*(1/3.785)*(1000000))))=TRUE,0,((AG28)*((1/(K21+AG26)*(1/43560)*(1/7.48)*(1/3.785)*(1000000)))))","v":0},{"$f":"IF(ISERROR((AH28)*((1/(L21+AH26)*(1/43560)*(1/7.48)*(1/3.785)*(1000000))))=TRUE,0,((AH28)*((1/(L21+AH26)*(1/43560)*(1/7.48)*(1/3.785)*(1000000)))))","v":0},"mg/L",null,null,null,{"$f":"IF(ISERROR(IF($I$14>AO25,500,AN27+(($I$14-AN27)/(AN28-AN27)*(AM28-AM27))))=TRUE,0,(IF($I$14>AO25,500,AM27+(($I$14-AN27)/(AN28-AN27)*(AM28-AM27)))))","v":500},null,null,null,null,{"$f":"IF(ISERROR(IF($I$14>AT25,500,AR27+(($I$14-AS27)/(AS28-AS27)*(AR28-AR27))))=TRUE,0,(IF($I$14>AT25,500,AR27+(($I$14-AS27)/(AS28-AS27)*(AR28-AR27)))))","v":500},null,null,null,null,null,null,null,{"$f":"IF(ISERROR(IF($J$14>BB25,500,BA27+(($J$14-BA27)/(BA28-BA27)*(AZ28-AZ27))))=TRUE,0,(IF($J$14>BB25,500,AZ27+(($J$14-BA27)/(BA28-BA27)*(AZ28-AZ27)))))","v":500},null,null,null,null,{"$f":"IF(ISERROR(IF($J$14>BG25,500,BE27+(($J$14-BF27)/(BF28-BF27)*(BE28-BE27))))=TRUE,0,(IF($J$14>BG25,500,BE27+(($J$14-BF27)/(BF28-BF27)*(BE28-BE27)))))","v":500},null,null,null,null,null,null,null,{"$f":"IF(ISERROR(IF($K$14>BO25,500,BN27+(($K$14-BN27)/(BN28-BN27)*(BM28-BM27))))=TRUE,0,(IF($K$14>BO25,500,BM27+(($K$14-BN27)/(BN28-BN27)*(BM28-BM27)))))","v":500},null,null,null,null,{"$f":"IF(ISERROR(IF($K$14>BT25,500,BR27+(($K$14-BS27)/(BS28-BS27)*(BR28-BR27))))=TRUE,0,(IF($K$14>BT25,500,BR27+(($K$14-BS27)/(BS28-BS27)*(BR28-BR27)))))","v":500},null,null,null,null,null,null,null,{"$f":"IF(ISERROR(IF($L$14>CB25,500,CA27+(($L$14-CA27)/(CA28-CA27)*(BZ28-BZ27))))=TRUE,0,(IF($L$14>CB25,500,BZ27+(($L$14-CA27)/(CA28-CA27)*(BZ28-BZ27)))))","v":500},null,null,null,null,{"$f":"IF(ISERROR(IF($L$14>CG25,500,CE27+(($L$14-CF27)/(CF28-CF27)*(CE28-CE27))))=TRUE,0,(IF($L$14>CG25,500,CE27+(($L$14-CF27)/(CF28-CF27)*(CE28-CE27)))))","v":500}]
[null,null,null,null,null,null,null,null,null,null,null,null,null,null,null,null,null,null,null,null,null,null,null,null,null,null,"Mean Chlorophyll-a Concentration:",null,null,null,{"$f":"IF(ISERROR(EXP((1.058*LN(AE29*1000)-0.934)))=TRUE,0,(EXP((1.058*LN(AE29*1000)-0.934))))","v":0},{"$f":"IF(ISERROR(EXP((1.058*LN(AF29*1000)-0.934)))=TRUE,0,(EXP((1.058*LN(AF29*1000)-0.934))))","v":0},{"$f":"IF(ISERROR(EXP((1.058*LN(AG29*1000)-0.934)))=TRUE,0,(EXP((1.058*LN(AG29*1000)-0.934))))","v":0},{"$f":"IF(ISERROR(EXP((1.058*LN(AH29*1000)-0.934)))=TRUE,0,(EXP((1.058*LN(AH29*1000)-0.934))))","v":0},"mg/cm"]
[null,null,null,null,null,null,null,null,null,null,null,null,null,null,null,null,null,null,null,null,null,null,null,null,null,null,"Mean Secchi Disk Depth:",null,null,null,{"$f":"IF(AE30=0,0,((24.2386+(0.3041*AE30))/(6.0632+AE30))*3.2808)","v":0},{"$f":"IF(AF30=0,0,((24.2386+(0.3041*AF30))/(6.0632+AF30))*3.2808)","v":0},{"$f":"IF(AG30=0,0,((24.2386+(0.3041*AG30))/(6.0632+AG30))*3.2808)","v":0},{"$f":"IF(AH30=0,0,((24.2386+(0.3041*AH30))/(6.0632+AH30))*3.2808)","v":0},"ft",null,null,"P",{"$f":"VLOOKUP(0,AK3:AO25,2)","v":500},{"$f":"VLOOKUP(0,AK3:AO25,4)","v":87.955831166161801},null,null,"P",{"$f":"VLOOKUP(0,AQ3:AT25,2)","v":500},{"$f":"VLOOKUP(0,AQ3:AT25,3)","v":87.955831166161801},null,null,null,null,null,"P",{"$f":"VLOOKUP(0,AX3:BB25,2)","v":500},{"$f":"VLOOKUP(0,AX3:BB25,4)","v":87.955831166161801},null,null,"P",{"$f":"VLOOKUP(0,BD3:BG25,2)","v":500},{"$f":"VLOOKUP(0,BD3:BG25,3)","v":87.955831166161801},null,null,null,null,null,"P",{"$f":"VLOOKUP(0,BK3:BO25,2)","v":500},{"$f":"VLOOKUP(0,BK3:BO25,4)","v":87.955831166161801},null,null,"P",{"$f":"VLOOKUP(0,BQ3:BT25,2)","v":500},{"$f":"VLOOKUP(0,BQ3:BT25,3)","v":87.955831166161801},null,null,null,null,null,"P",{"$f":"VLOOKUP(0,BX3:CB25,2)","v":500},{"$f":"VLOOKUP(0,BX3:CB25,4)","v":87.955831166161801},null,null,"P",{"$f":"VLOOKUP(0,CD3:CG25,2)","v":500},{"$f":"VLOOKUP(0,CD3:CG25,3)","v":87.955831166161801}]
[null,null,null,null,null,null,null,null,null,null,null,null,null,null,null,null,null,null,null,null,null,null,null,null,null,null,null,null,null,null,null,null,null,null,null,null,null,null,{"$f":"VLOOKUP(1,AK3:AO25,2)","v":500},{"$f":"VLOOKUP(1,AK3:AO25,4)","v":87.955831166161801},null,null,null,{"$f":"VLOOKUP(1,AQ3:AT25,2)","v":500},{"$f":"VLOOKUP(1,AQ3:AT25,3)","v":87.955831166161801},null,null,null,null,null,null,{"$f":"VLOOKUP(1,AX3:BB25,2)","v":500},{"$f":"VLOOKUP(1,AX3:BB25,4)","v":87.955831166161801},null,null,null,{"$f":"VLOOKUP(1,BD3:BG25,2)","v":500},{"$f":"VLOOKUP(1,BD3:BG25,3)","v":87.955831166161801},null,null,null,null,null,null,{"$f":"VLOOKUP(1,BK3:BO25,2)","v":500},{"$f":"VLOOKUP(1,BK3:BO25,4)","v":87.955831166161801},null,null,null,{"$f":"VLOOKUP(1,BQ3:BT25,2)","v":500},{"$f":"VLOOKUP(1,BQ3:BT25,3)","v":87.955831166161801},null,null,null,null,null,null,{"$f":"VLOOKUP(1,BX3:CB25,2)","v":500},{"$f":"VLOOKUP(1,BX3:CB25,4)","v":87.955831166161801},null,null,null,{"$f":"VLOOKUP(1,CD3:CG25,2)","v":500},{"$f":"VLOOKUP(1,CD3:CG25,3)","v":87.955831166161801}]
[null,null,null,null,null,null,null,null,null,null,null,null,null,null,null,null,null,null,null,null,null,null,null,null,null,null,"YES",10,null,null,null,null,null,null,null,null,null,null,{"$f":"IF(ISERROR(IF($I$15>AN25,500,AM31+(($I$15-AN31)/(AN32-AN31)*(AM32-AM31))))=TRUE,0,(IF($I$15>AN25,500,AM31+(($I$15-AN31)/(AN32-AN31)*(AM32-AM31)))))","v":500},null,null,null,null,{"$f":"IF(ISERROR(IF($I$15>AS25,500,AR31+(($I$15-AS31)/(AS32-AS31)*(AR32-AR31))))=TRUE,0,(IF($I$15>AS25,500,AR31+(($I$15-AS31)/(AS32-AS31)*(AR32-AR31)))))","v":500},null,null,null,null,null,null,null,{"$f":"IF(ISERROR(IF($J$15>BA25,500,AZ31+(($J$15-BA31)/(BA32-BA31)*(AZ32-AZ31))))=TRUE,0,(IF($J$15>BA25,500,AZ31+(($J$15-BA31)/(BA32-BA31)*(AZ32-AZ31)))))","v":500},null,null,null,null,{"$f":"IF(ISERROR(IF($J$15>BF25,500,BE31+(($J$15-BF31)/(BF32-BF31)*(BE32-BE31))))=TRUE,0,(IF($J$15>BF25,500,BE31+(($J$15-BF31)/(BF32-BF31)*(BE32-BE31)))))","v":500},null,null,null,null,null,null,null,{"$f":"IF(ISERROR(IF($K$15>BN25,500,BM31+(($K$15-BN31)/(BN32-BN31)*(BM32-BM31))))=TRUE,0,(IF($K$15>BN25,500,BM31+(($K$15-BN31)/(BN32-BN31)*(BM32-BM31)))))","v":500},null,null,null,null,{"$f":"IF(ISERROR(IF($K$15>BS25,500,BR31+(($K$15-BS31)/(BS32-BS31)*(BR32-BR31))))=TRUE,0,(IF($K$15>BS25,500,BR31+(($K$15-BS31)/(BS32-BS31)*(BR32-BR31)))))","v":500},null,null,null,null,null,null,null,{"$f":"IF(ISERROR(IF($L$15>CA25,500,BZ31+(($L$15-CA31)/(CA32-CA31)*(BZ32-BZ31))))=TRUE,0,(IF($L$15>CA25,500,BZ31+(($L$15-CA31)/(CA32-CA31)*(BZ32-BZ31)))))","v":500},null,null,null,null,{"$f":"IF(ISERROR(IF($L$15>CF25,500,CE31+(($L$15-CF31)/(CF32-CF31)*(CE32-CE31))))=TRUE,0,(IF($L$15>CF25,500,CE31+(($L$15-CF31)/(CF32-CF31)*(CE32-CE31)))))","v":500}]
[null,null,null,null,null,null,null,null,null,null,null,null,null,null,null,null,null,null,null,null,null,null,null,null,null,null,"NO",15]
[null,null,null,null,null,null,null,null,null,null,null,null,null,null,null,null,null,null,null,null,null,null,null,null,null,null,null,20]
[null,null,null,null,null,null,null,null,null,null,null,null,null,null,null,null,null,null,null,null,null,null,null,null,null,null,null,null,null,null,null,null,null,null,null,null,null,null,null,null,null,null,null,"Catchment 1 Time equiv","Catchment 2 Time equiv","Catchment 3 Time equiv","Catchment 4 Time equiv"]
[null,null,null,null,null,null,null,null,null,null,null,null,null,null,null,null,null,null,null,null,null,null,null,null,null,null,null,null,null,null,null,null,null,null,null,null,null,null,null,null,null,null,null,{"$f":"IF($I$9=\"\",0,IF($I$10=\"YES\", AM29, AR29))","v":0},{"$f":"IF($J$9=\"\",0,IF($J$10=\"YES\", AZ29, BE29))","v":0},{"$f":"IF($K$9=\"\",0,IF($K$10=\"YES\", BM29, BR29))","v":0},{"$f":"IF($L$9=\"\",0,IF($L$10=\"YES\", BZ29, CE29))","v":0}]
[null,null,null,null,null,null,null,null,null,null,null,null,null,null,null,null,null,null,null,null,null,null,null,null,null,null,null,null,null,null,null,null,null,null,null,null,null,null,null,null,null,null,null,{"$f":"IF($I$9=\"\",0,IF($I$10=\"YES\", AM33, AR33))","v":0},{"$f":"IF($J$9=\"\",0,IF($J$10=\"YES\", AZ33, BE33))","v":0},{"$f":"IF($K$9=\"\",0,IF($K$10=\"YES\", BM33, BR33))","v":0},{"$f":"IF($L$9=\"\",0,IF($L$10=\"YES\", BZ33, CE33))","v":0}]
[null,null,null,null,null,null,null,null,null,null,null,null,null,"Source of Graphic: draft STORMWATER QUALITY APPLICANT’S HANDBOOK dated March 2010, by the Department of Environmental Protection, available at: http://www.dep.state.fl.us/water/wetlands/erp/rules/stormwater, March 2010 ",null,null,null,null,null,null,null,null,null,null,null,null,null,null,null,null,null,null,null,null,null,null,null,null,null,null,null,null,"N",{"$f":"IFERROR(AR66, 0)","v":0},{"$f":"IFERROR(AR76,0)","v":0},{"$f":"IFERROR(AR86,0)","v":0},{"$f":"IFERROR(AR96,0)","v":0}]
[null,null,null,null,null,null,null,null,null,null,null,null,null,null,null,null,null,null,null,null,null,null,null,null,null,null,null,null,null,null,null,null,null,null,null,null,null,null,null,null,null,null,"P",{"$f":"IFERROR(AR71,0)","v":0},{"$f":"IFERROR(AR81,0)","v":0},{"$f":"IFERROR(AR91,0)","v":0},{"$f":"IFERROR(AR101,0)","v":0}]
[]
[]
[null,null,null,null,null,null,null,null,null,null,null,null,null,null,null,null,null,null,null,null,null,null,null,null,null,null,null,null,null,null,null,null,null,null,null,"N","P","N","P","N","P","N","P","Retention Amount:","Efficiency Provided:"]
[null,null,null,null,null,null,null,null,null,null,null,null,null,null,null,null,null,null,null,null,null,null,null,null,null,null,null,null,null,null,null,null,null,null,null,0,0,0,0,0,0,0,0,0,null,0]
[null,null,null,null,null,null,null,null,null,null,null,null,null,null,null,null,null,null,null,null,null,null,null,null,null,null,null,null,null,null,null,null,null,null,null,{"$f":"IF(IF(AT45>=$I$14,1,0)>0,AJ44+1,IF(AT45>=$I$14,1,0))","v":{"$error":"#REF!"}},{"$f":"IF(IF(AT45>=$I$15,1,0)>0,AK44+1,IF(AT45>=$I$15,1,0))","v":{"$error":"#REF!"}},{"$f":"IF(IF(AT45>=$J$14,1,0)>0,AL44+1,IF(AT45>=$J$14,1,0))","v":{"$error":"#REF!"}},{"$f":"IF(IF(AT45>=$J$15,1,0)>0,AM44+1,IF(AT45>=$J$15,1,0))","v":{"$error":"#REF!"}},{"$f":"IF(IF(AT45>=$K$14,1,0)>0,AN44+1,IF(AT45>=$K$14,1,0))","v":{"$error":"#REF!"}},{"$f":"IF(IF(AT45>=$K$15,1,0)>0,AO44+1,IF(AT45>=$K$15,1,0))","v":{"$error":"#REF!"}},{"$f":"IF(IF(AT45>=$L$14,1,0)>0,AP44+1,IF(AT45>=$L$14,1,0))","v":{"$error":"#REF!"}},{"$f":"IF(IF(AT45>=$L$15,1,0)>0,AQ44+1,IF(AT45>=$L$15,1,0))","v":{"$error":"#REF!"}},0.25,null,{"$f":"AD4","v":{"$error":"#REF!"}}]
[null,null,null,null,null,null,null,null,null,null,null,null,null,null,null,null,null,null,null,null,null,null,null,null,null,null,null,null,null,null,null,null,null,null,null,{"$f":"IF(IF(AT46>=$I$14,1,0)>0,AJ45+1,IF(AT46>=$I$14,1,0))","v":{"$error":"#REF!"}},{"$f":"IF(IF(AT46>=$I$15,1,0)>0,AK45+1,IF(AT46>=$I$15,1,0))","v":{"$error":"#REF!"}},{"$f":"IF(IF(AT46>=$J$14,1,0)>0,AL45+1,IF(AT46>=$J$14,1,0))","v":{"$error":"#REF!"}},{"$f":"IF(IF(AT46>=$J$15,1,0)>0,AM45+1,IF(AT46>=$J$15,1,0))","v":{"$error":"#REF!"}},{"$f":"IF(IF(AT46>=$K$14,1,0)>0,AN45+1,IF(AT46>=$K$14,1,0))","v":{"$error":"#REF!"}},{"$f":"IF(IF(AT46>=$K$15,1,0)>0,AO45+1,IF(AT46>=$K$15,1,0))","v":{"$error":"#REF!"}},{"$f":"IF(IF(AT46>=$L$14,1,0)>0,AP45+1,IF(AT46>=$L$14,1,0))","v":{"$error":"#REF!"}},{"$f":"IF(IF(AT46>=$L$15,1,0)>0,AQ45+1,IF(AT46>=$L$15,1,0))","v":{"$error":"#REF!"}},0.5,null,{"$f":"AD5","v":{"$error":"#REF!"}}]
[null,null,null,null,null,null,null,null,null,null,null,null,null,null,null,null,null,null,null,null,null,null,null,null,null,null,null,null,null,null,null,null,null,null,null,{"$error":"#REF!"},{"$error":"#REF!"},{"$error":"#REF!"},{"$error":"#REF!"},{"$error":"#REF!"},{"$error":"#REF!"},{"$error":"#REF!"},{"$error":"#REF!"},0.75,null,{"$error":"#REF!"}]
[null,null,null,null,null,null,null,null,null,null,null,null,null,null,null,null,null,null,null,null,null,null,null,null,null,null,null,null,null,null,null,null,null,null,null,{"$error":"#REF!"},{"$error":"#REF!"},{"$error":"#REF!"},{"$error":"#REF!"},{"$error":"#REF!"},{"$error":"#REF!"},{"$error":"#REF!"},{"$error":"#REF!"},1,null,{"$error":"#REF!"}]
[null,null,null,null,null,null,null,null,null,null,null,null,null,null,null,null,null,null,null,null,null,null,null,null,null,null,null,null,null,null,null,null,null,null,null,{"$error":"#REF!"},{"$error":"#REF!"},{"$error":"#REF!"},{"$error":"#REF!"},{"$error":"#REF!"},{"$error":"#REF!"},{"$error":"#REF!"},{"$error":"#REF!"},1.25,null,{"$error":"#REF!"}]
[null,null,null,null,null,null,null,null,null,null,null,null,null,null,null,null,null,null,null,null,null,null,null,null,null,null,null,null,null,null,null,null,null,null,null,{"$error":"#REF!"},{"$error":"#REF!"},{"$error":"#REF!"},{"$error":"#REF!"},{"$error":"#REF!"},{"$error":"#REF!"},{"$error":"#REF!"},{"$error":"#REF!"},1.5,null,{"$error":"#REF!"}]
[null,null,null,null,null,null,null,null,null,null,null,null,null,null,null,null,null,null,null,null,null,null,null,null,null,null,null,null,null,null,null,null,null,null,null,{"$error":"#REF!"},{"$error":"#REF!"},{"$error":"#REF!"},{"$error":"#REF!"},{"$error":"#REF!"},{"$error":"#REF!"},{"$error":"#REF!"},{"$error":"#REF!"},1.75,null,{"$error":"#REF!"}]
[null,null,null,null,null,null,null,null,null,null,null,null,null,null,null,null,null,null,null,null,null,null,null,null,null,null,null,null,null,null,null,null,null,null,null,{"$error":"#REF!"},{"$error":"#REF!"},{"$error":"#REF!"},{"$error":"#REF!"},{"$error":"#REF!"},{"$error":"#REF!"},{"$error":"#REF!"},{"$error":"#REF!"},2,null,{"$error":"#REF!"}]
[null,null,null,null,null,null,null,null,null,null,null,null,null,null,null,null,null,null,null,null,null,null,null,null,null,null,null,null,null,null,null,null,null,null,null,{"$error":"#REF!"},{"$error":"#REF!"},{"$error":"#REF!"},{"$error":"#REF!"},{"$error":"#REF!"},{"$error":"#REF!"},{"$error":"#REF!"},{"$error":"#REF!"},2.25,null,{"$error":"#REF!"}]
[null,null,null,null,null,null,null,null,null,null,null,null,null,null,null,null,null,null,null,null,null,null,null,null,null,null,null,null,null,null,null,null,null,null,null,{"$error":"#REF!"},{"$error":"#REF!"},{"$error":"#REF!"},{"$error":"#REF!"},{"$error":"#REF!"},{"$error":"#REF!"},{"$error":"#REF!"},{"$error":"#REF!"},2.5,null,{"$error":"#REF!"}]
[null,null,null,null,null,null,null,null,null,null,null,null,null,null,null,null,null,null,null,null,null,null,null,null,null,null,null,null,null,null,null,null,null,null,null,{"$error":"#REF!"},{"$error":"#REF!"},{"$error":"#REF!"},{"$error":"#REF!"},{"$error":"#REF!"},{"$error":"#REF!"},{"$error":"#REF!"},{"$error":"#REF!"},2.75,null,{"$error":"#REF!"}]
[null,null,null,null,null,null,null,null,null,null,null,null,null,null,null,null,null,null,null,null,null,null,null,null,null,null,null,null,null,null,null,null,null,null,null,{"$error":"#REF!"},{"$error":"#REF!"},{"$error":"#REF!"},{"$error":"#REF!"},{"$error":"#REF!"},{"$error":"#REF!"},{"$error":"#REF!"},{"$error":"#REF!"},3,null,{"$error":"#REF!"}]
[null,null,null,null,null,null,null,null,null,null,null,null,null,null,null,null,null,null,null,null,null,null,null,null,null,null,null,null,null,null,null,null,null,null,null,{"$error":"#REF!"},{"$error":"#REF!"},{"$error":"#REF!"},{"$error":"#REF!"},{"$error":"#REF!"},{"$error":"#REF!"},{"$error":"#REF!"},{"$error":"#REF!"},3.25,null,{"$error":"#REF!"}]
[null,null,null,null,null,null,null,null,null,null,null,null,null,null,null,null,null,null,null,null,null,null,null,null,null,null,null,null,null,null,null,null,null,null,null,{"$error":"#REF!"},{"$error":"#REF!"},{"$error":"#REF!"},{"$error":"#REF!"},{"$error":"#REF!"},{"$error":"#REF!"},{"$error":"#REF!"},{"$error":"#REF!"},3.5,null,{"$error":"#REF!"}]
[null,null,null,null,null,null,null,null,null,null,null,null,null,null,null,null,null,null,null,null,null,null,null,null,null,null,null,null,null,null,null,null,null,null,null,{"$error":"#REF!"},{"$error":"#REF!"},{"$error":"#REF!"},{"$error":"#REF!"},{"$error":"#REF!"},{"$error":"#REF!"},{"$error":"#REF!"},{"$error":"#REF!"},3.75,null,{"$error":"#REF!"}]
[null,null,null,null,null,null,null,null,null,null,null,null,null,null,null,null,null,null,null,null,null,null,null,null,null,null,null,null,null,null,null,null,null,null,null,{"$error":"#REF!"},{"$error":"#REF!"},{"$error":"#REF!"},{"$error":"#REF!"},{"$error":"#REF!"},{"$error":"#REF!"},{"$error":"#REF!"},{"$error":"#REF!"},4,null,{"$error":"#REF!"}]
[]
[null,null,null,null,null,null,null,null,null,null,null,null,null,null,null,null,null,null,null,null,null,null,null,null,null,null,null,null,null,null,null,null,null,null,null,null,null,null,null,null,null,null,"Interpolation for Retention Amount:"]
[null,null,null,null,null,null,null,null,null,null,null,null,null,null,null,null,null,null,null,null,null,null,null,null,null,null,null,null,null,null,null,null,null,null,null,null,null,null,null,null,null,null,null,"Catch 1"]
[null,null,null,null,null,null,null,null,null,null,null,null,null,null,null,null,null,null,null,null,null,null,null,null,null,null,null,null,null,null,null,null,null,null,null,null,null,null,null,null,null,null,null,{"$f":"VLOOKUP(0,AJ44:AT60,9)","v":0},{"$f":"VLOOKUP(0,AJ44:AT60,11)","v":0}]
[null,null,null,null,null,null,null,null,null,null,null,null,null,null,null,null,null,null,null,null,null,null,null,null,null,null,null,null,null,null,null,null,null,null,null,null,null,null,null,null,null,null,null,{"$f":"VLOOKUP(1,AJ44:AT60,9)","v":0},{"$f":"VLOOKUP(1,AJ44:AT60,11)","v":0}]
[null,null,null,null,null,null,null,null,null,null,null,null,null,null,null,null,null,null,null,null,null,null,null,null,null,null,null,null,null,null,null,null,null,null,null,null,null,null,null,null,null,null,"N",{"$f":"IF(AJ60=0,0,IF(ISERROR(IF($I$14>AT60,AR60,AS64+(($I$14-AS64)/(AS65-AS64)*(AR65-AR64))))=TRUE,0,(IF($I$14>AT60,AR60,AR64+(($I$14-AS64)/(AS65-AS64)*(AR65-AR64))))))","v":{"$error":"#REF!"}}]
[]
[null,null,null,null,null,null,null,null,null,null,null,null,null,null,null,null,null,null,null,null,null,null,null,null,null,null,null,null,null,null,null,null,null,null,null,null,null,null,null,null,null,null,null,"Catch 1"]
[null,null,null,null,null,null,null,null,null,null,null,null,null,null,null,null,null,null,null,null,null,null,null,null,null,null,null,null,null,null,null,null,null,null,null,null,null,null,null,null,null,null,null,{"$f":"VLOOKUP(0,AK44:AT60,8)","v":0},{"$f":"VLOOKUP(0,AK44:AT60,10)","v":0}]
[null,null,null,null,null,null,null,null,null,null,null,null,null,null,null,null,null,null,null,null,null,null,null,null,null,null,null,null,null,null,null,null,null,null,null,null,null,null,null,null,null,null,null,{"$f":"VLOOKUP(1,AK44:AT60,8)","v":0},{"$f":"VLOOKUP(1,AK44:AT60,10)","v":0}]
[null,null,null,null,null,null,null,null,null,null,null,null,null,null,null,null,null,null,null,null,null,null,null,null,null,null,null,null,null,null,null,null,null,null,null,null,null,null,null,null,null,null,"P",{"$f":"IF(AK60=0,0,IF(ISERROR(IF($I$15>AT60,AR60,AS69+(($I$15-AS69)/(AS70-AS69)*(AR70-AR69))))=TRUE,0,(IF($I$15>AT60,AR60,AR69+(($I$15-AS69)/(AS70-AS69)*(AR70-AR69))))))","v":{"$error":"#REF!"}}]
[]
[null,null,null,null,null,null,null,null,null,null,null,null,null,null,null,null,null,null,null,null,null,null,null,null,null,null,null,null,null,null,null,null,null,null,null,null,null,null,null,null,null,null,null,"Catch 2"]
[null,null,null,null,null,null,null,null,null,null,null,null,null,null,null,null,null,null,null,null,null,null,null,null,null,null,null,null,null,null,null,null,null,null,null,null,null,null,null,null,null,null,null,{"$f":"VLOOKUP(0,AL44:AT60,7)","v":0},{"$f":"VLOOKUP(0,AL44:AT60,9)","v":0}]
[null,null,null,null,null,null,null,null,null,null,null,null,null,null,null,null,null,null,null,null,null,null,null,null,null,null,null,null,null,null,null,null,null,null,null,null,null,null,null,null,null,null,null,{"$f":"VLOOKUP(1,AL44:AT60,7)","v":0},{"$f":"VLOOKUP(1,AL44:AT60,9)","v":0}]
[null,null,null,null,null,null,null,null,null,null,null,null,null,null,null,null,null,null,null,null,null,null,null,null,null,null,null,null,null,null,null,null,null,null,null,null,null,null,null,null,null,null,"N",{"$f":"IF(AL60=0,0,IF(ISERROR(IF($J$14>AT60,AR60,AS74+(($J$14-AS74)/(AS75-AS74)*(AR75-AR74))))=TRUE,0,(IF($J$14>AT60,AR60,AR74+(($J$14-AS74)/(AS75-AS74)*(AR75-AR74))))))","v":{"$error":"#REF!"}}]
[]
[null,null,null,null,null,null,null,null,null,null,null,null,null,null,null,null,null,null,null,null,null,null,null,null,null,null,null,null,null,null,null,null,null,null,null,null,null,null,null,null,null,null,null,"Catch 2"]
[null,null,null,null,null,null,null,null,null,null,null,null,null,null,null,null,null,null,null,null,null,null,null,null,null,null,null,null,null,null,null,null,null,null,null,null,null,null,null,null,null,null,null,{"$f":"VLOOKUP(0,AM44:AT60,6)","v":0},{"$f":"VLOOKUP(0,AM44:AT60,8)","v":0}]
[null,null,null,null,null,null,null,null,null,null,null,null,null,null,null,null,null,null,null,null,null,null,null,null,null,null,null,null,null,null,null,null,null,null,null,null,null,null,null,null,null,null,null,{"$f":"VLOOKUP(1,AM44:AT60,6)","v":0},{"$f":"VLOOKUP(1,AM44:AT60,8)","v":0}]
[null,null,null,null,null,null,null,null,null,null,null,null,null,null,null,null,null,null,null,null,null,null,null,null,null,null,null,null,null,null,null,null,null,null,null,null,null,null,null,null,null,null,"P",{"$f":"IF(AM60=0,0,IF(ISERROR(IF($J$15>AT60,AR60,AS79+(($J$15-AS79)/(AS80-AS79)*(AR80-AR79))))=TRUE,0,(IF($J$15>AT60,AR60,AR79+(($J$15-AS79)/(AS80-AS79)*(AR80-AR79))))))","v":{"$error":"#REF!"}}]
[]
[null,null,null,null,null,null,null,null,null,null,null,null,null,null,null,null,null,null,null,null,null,null,null,null,null,null,null,null,null,null,null,null,null,null,null,null,null,null,null,null,null,null,null,"Catch 3"]
[null,null,null,null,null,null,null,null,null,null,null,null,null,null,null,null,null,null,null,null,null,null,null,null,null,null,null,null,null,null,null,null,null,null,null,null,null,null,null,null,null,null,null,{"$f":"VLOOKUP(0,AN44:AT60,5)","v":0},{"$f":"VLOOKUP(0,AN44:AT60,7)","v":0}]
[null,null,null,null,null,null,null,null,null,null,null,null,null,null,null,null,null,null,null,null,null,null,null,null,null,null,null,null,null,null,null,null,null,null,null,null,null,null,null,null,null,null,null,{"$f":"VLOOKUP(1,AN44:AT60,5)","v":0},{"$f":"VLOOKUP(1,AN44:AT60,7)","v":0}]
[null,null,null,null,null,null,null,null,null,null,null,null,null,null,null,null,null,null,null,null,null,null,null,null,null,null,null,null,null,null,null,null,null,null,null,null,null,null,null,null,null,null,"N",{"$f":"IF(AN60=0,0,IF(ISERROR(IF($K$14>AT60,AR60,AS84+(($K$14-AS84)/(AS85-AS84)*(AR85-AR84))))=TRUE,0,(IF($K$14>AT60,AR60,AR84+(($K$14-AS84)/(AS85-AS84)*(AR85-AR84))))))","v":{"$error":"#REF!"}}]
[]
[null,null,null,null,null,null,null,null,null,null,null,null,null,null,null,null,null,null,null,null,null,null,null,null,null,null,null,null,null,null,null,null,null,null,null,null,null,null,null,null,null,null,null,"Catch 3"]
[null,null,null,null,null,null,null,null,null,null,null,null,null,null,null,null,null,null,null,null,null,null,null,null,null,null,null,null,null,null,null,null,null,null,null,null,null,null,null,null,null,null,null,{"$f":"VLOOKUP(0,AO44:AT60,4)","v":0},{"$f":"VLOOKUP(0,AO44:AT60,6)","v":0}]
[null,null,null,null,null,null,null,null,null,null,null,null,null,null,null,null,null,null,null,null,null,null,null,null,null,null,null,null,null,null,null,null,null,null,null,null,null,null,null,null,null,null,null,{"$f":"VLOOKUP(1,AO44:AT60,4)","v":0},{"$f":"VLOOKUP(1,AO44:AT60,6)","v":0}]
[null,null,null,null,null,null,null,null,null,null,null,null,null,null,null,null,null,null,null,null,null,null,null,null,null,null,null,null,null,null,null,null,null,null,null,null,null,null,null,null,null,null,"P",{"$f":"IF(AO60=0,0,IF(ISERROR(IF($K$15>AT60,AR60,AS89+(($K$15-AS89)/(AS90-AS89)*(AR90-AR89))))=TRUE,0,(IF($K$15>AT60,AR60,AR89+(($K$15-AS89)/(AS90-AS89)*(AR90-AR89))))))","v":{"$error":"#REF!"}}]
[]
[null,null,null,null,null,null,null,null,null,null,null,null,null,null,null,null,null,null,null,null,null,null,null,null,null,null,null,null,null,null,null,null,null,null,null,null,null,null,null,null,null,null,null,"Catch 4"]
[null,null,null,null,null,null,null,null,null,null,null,null,null,null,null,null,null,null,null,null,null,null,null,null,null,null,null,null,null,null,null,null,null,null,null,null,null,null,null,null,null,null,null,{"$f":"VLOOKUP(0,AP44:AT60,3)","v":0},{"$f":"VLOOKUP(0,AP44:AT60,5)","v":0}]
[null,null,null,null,null,null,null,null,null,null,null,null,null,null,null,null,null,null,null,null,null,null,null,null,null,null,null,null,null,null,null,null,null,null,null,null,null,null,null,null,null,null,null,{"$f":"VLOOKUP(1,AP44:AT60,3)","v":0},{"$f":"VLOOKUP(1,AP44:AT60,5)","v":0}]
[null,null,null,null,null,null,null,null,null,null,null,null,null,null,null,null,null,null,null,null,null,null,null,null,null,null,null,null,null,null,null,null,null,null,null,null,null,null,null,null,null,null,"N",{"$f":"IF(AP60=0,0,IF(ISERROR(IF($L$14>AT60,AR60,AS94+(($L$14-AS94)/(AS95-AS94)*(AR95-AR94))))=TRUE,0,(IF($L$14>AT60,AR60,AR94+(($L$14-AS94)/(AS95-AS94)*(AR95-AR94))))))","v":{"$error":"#REF!"}}]
[]
[null,null,null,null,null,null,null,null,null,null,null,null,null,null,null,null,null,null,null,null,null,null,null,null,null,null,null,null,null,null,null,null,null,null,null,null,null,null,null,null,null,null,null,"Catch 4"]
[null,null,null,null,null,null,null,null,null,null,null,null,null,null,null,null,null,null,null,null,null,null,null,null,null,null,null,null,null,null,null,null,null,null,null,null,null,null,null,null,null,null,null,{"$f":"VLOOKUP(0,AQ44:AT60,2)","v":0},{"$f":"VLOOKUP(0,AQ44:AT60,4)","v":0}]
[null,null,null,null,null,null,null,null,null,null,null,null,null,null,null,null,null,null,null,null,null,null,null,null,null,null,null,null,null,null,null,null,null,null,null,null,null,null,null,null,null,null,null,{"$f":"VLOOKUP(1,AQ44:AT60,2)","v":0},{"$f":"VLOOKUP(1,AQ44:AT60,4)","v":0}]
[null,null,null,null,null,null,null,null,null,null,null,null,null,null,null,null,null,null,null,null,null,null,null,null,null,null,null,null,null,null,null,null,null,null,null,null,null,null,null,null,null,null,"P",{"$f":"IF(AQ60=0,0,IF(ISERROR(IF($K$15>AT60,AR60,AS99+(($K$15-AS99)/(AS100-AS99)*(AR100-AR99))))=TRUE,0,(IF($K$15>AT60,AR60,AR99+(($K$15-AS99)/(AS100-AS99)*(AR100-AR99))))))","v":{"$error":"#REF!"}}]

{"sheet":"Exfiltration Trench","index":6,"n_rows":41,"n_cols":66,"rows_kept":41,"cut":false,"hidden":false,"merged":[[25,57,26,65],[27,57,28,65],[29,57,30,57],[29,58,30,59],[31,57,32,57],[31,58,32,59],[1,57,1,58],[1,59,1,60],[1,62,1,63],[1,64,1,65],[20,57,20,60],[20,62,20,65],[25,46,26,54],[27,46,28,54],[29,46,30,46],[29,47,30,48],[31,46,32,46],[31,47,32,48],[1,46,1,47],[1,48,1,49],[1,51,1,52],[1,53,1,54],[20,46,20,49],[20,51,20,54],[25,35,26,43],[27,35,28,43],[29,35,30,35],[29,36,30,37],[31,35,32,35],[31,36,32,37],[1,35,1,36],[1,37,1,38],[1,40,1,41],[1,42,1,43],[20,35,20,38],[20,40,20,43],[1,29,1,30],[1,31,1,32],[20,29,20,32],[25,24,26,32],[27,24,28,32],[20,24,20,27],[1,26,1,27],[1,24,1,25],[29,24,30,24],[7,11,8,19],[9,11,15,19],[29,25,30,26],[31,24,32,24],[31,25,32,26],[16,11,39,19],[1,11,1,15],[2,11,2,15],[1,16,1,19],[2,16,2,19],[1,1,2,9],[1,10,2,10],[40,11,44,19],[11,1,16,10],[27,8,44,10],[23,8,26,10],[3,11,4,19],[5,11,6,19],[3,1,4,5],[3,6,4,10]]}
[]
[null,"EXFILTRATION TRENCH:",null,null,null,null,null,null,null,null,{"$f":"'General Site Information'!G2:G3","v":"V 7.6"},"Blue Numbers = ",null,null,null,null,"Input data",null,null,null,null,null,null,null,"Retention Amount:",null,"Efficiency Provided:",null,null,"Retention Amount:",null,"Efficiency Provided:",null,null,null,"Retention Amount:",null,"Efficiency Provided:",null,null,"Retention Amount:",null,"Efficiency Provided:",null,null,null,"Retention Amount:",null,"Efficiency Provided:",null,null,"Retention Amount:",null,"Efficiency Provided:",null,null,null,"Retention Amount:",null,"Efficiency Provided:",null,null,"Retention Amount:",null,"Efficiency Provided:"]
[null,null,null,null,null,null,null,null,null,null,null,"Red Numbers =",null,null,null,null,"Calculated or Carryover",null,null,null,null,null,null,null,0,0,null,0,null,0,0,null,0,null,null,0,0,null,0,null,0,0,null,0,null,null,0,0,null,0,null,0,0,null,0,null,null,0,0,null,0,null,0,0,null,0]
[null,"EXFILTRATION TRENCH SERVING:",null,null,null,null,{"$f":"IF('General Site Information'!J5=\"\",\"\",'General Site Information'!J5)","v":""},null,null,null,null,null,null,null,null,null,null,null,null,null,null,null,null,null,{"$f":"IF(IF($AB4>=$Y$34,1,0)>0,Y3+1,IF($AB4>=$Y$34,1,0))","v":{"$error":"#REF!"}},0.25,null,{"$f":"'Stormwater Treatment Analysis'!$AC$54","v":{"$error":"#REF!"}},null,{"$f":"IF(IF(AE4>$G$18,1,0)>0,AD3+1,IF(AE4>$G$18,1,0))","v":1},0.25,null,{"$f":"'Stormwater Treatment Analysis'!$AC$54","v":{"$error":"#REF!"}},null,null,{"$f":"IF(IF($AM4>=$AJ$34,1,0)>0,AJ3+1,IF($AM4>=$AJ$34,1,0))","v":{"$error":"#REF!"}},0.25,null,{"$f":"'Stormwater Treatment Analysis'!$AC$54","v":{"$error":"#REF!"}},null,{"$f":"IF(IF(AP4>$H$18,1,0)>0,AO3+1,IF(AP4>$H$18,1,0))","v":1},0.25,null,{"$f":"'Stormwater Treatment Analysis'!$AC$54","v":{"$error":"#REF!"}},null,null,{"$f":"IF(IF($AX4>=$AU$34,1,0)>0,AU3+1,IF($AX4>=$AU$34,1,0))","v":{"$error":"#REF!"}},0.25,null,{"$f":"'Stormwater Treatment Analysis'!$AC$54","v":{"$error":"#REF!"}},null,{"$f":"IF(IF(BA4>$I$18,1,0)>0,AZ3+1,IF(BA4>$I$18,1,0))","v":1},0.25,null,{"$f":"'Stormwater Treatment Analysis'!$AC$54","v":{"$error":"#REF!"}},null,null,{"$f":"IF(IF($BI4>=$BF$34,1,0)>0,BF3+1,IF($BI4>=$BF$34,1,0))","v":{"$error":"#REF!"}},0.25,null,{"$f":"'Stormwater Treatment Analysis'!$AC$54","v":{"$error":"#REF!"}},null,{"$f":"IF(IF(BL4>$J$18,1,0)>0,BK3+1,IF(BL4>$J$18,1,0))","v":1},0.25,null,{"$f":"'Stormwater Treatment Analysis'!$AC$54","v":{"$error":"#REF!"}}]
[null,null,null,null,null,null,null,null,null,null,null,null,null,null,null,null,null,null,null,null,null,null,null,null,{"$f":"IF(IF($AB5>=$Y$34,1,0)>0,Y4+1,IF($AB5>=$Y$34,1,0))","v":{"$error":"#REF!"}},0.5,null,{"$f":"'Stormwater Treatment Analysis'!$AC$75","v":{"$error":"#REF!"}},null,{"$f":"IF(IF(AE5>$G$18,1,0)>0,AD4+1,IF(AE5>$G$18,1,0))","v":2},0.5,null,{"$f":"'Stormwater Treatment Analysis'!$AC$75","v":{"$error":"#REF!"}},null,null,{"$f":"IF(IF($AM5>=$AJ$34,1,0)>0,AJ4+1,IF($AM5>=$AJ$34,1,0))","v":{"$error":"#REF!"}},0.5,null,{"$f":"'Stormwater Treatment Analysis'!$AC$75","v":{"$error":"#REF!"}},null,{"$f":"IF(IF(AP5>$H$18,1,0)>0,AO4+1,IF(AP5>$H$18,1,0))","v":2},0.5,null,{"$f":"'Stormwater Treatment Analysis'!$AC$75","v":{"$error":"#REF!"}},null,null,{"$f":"IF(IF($AX5>=$AU$34,1,0)>0,AU4+1,IF($AX5>=$AU$34,1,0))","v":{"$error":"#REF!"}},0.5,null,{"$f":"'Stormwater Treatment Analysis'!$AC$75","v":{"$error":"#REF!"}},null,{"$f":"IF(IF(BA5>$I$18,1,0)>0,AZ4+1,IF(BA5>$I$18,1,0))","v":2},0.5,null,{"$f":"'Stormwater Treatment Analysis'!$AC$75","v":{"$error":"#REF!"}},null,null,{"$f":"IF(IF($BI5>=$BF$34,1,0)>0,BF4+1,IF($BI5>=$BF$34,1,0))","v":{"$error":"#REF!"}},0.5,null,{"$f":"'Stormwater Treatment Analysis'!$AC$75","v":{"$error":"#REF!"}},null,{"$f":"IF(IF(BL5>$J$18,1,0)>0,BK4+1,IF(BL5>$J$18,1,0))","v":2},0.5,null,{"$f":"'Stormwater Treatment Analysis'!$AC$75","v":{"$error":"#REF!"}}]
[null,"Note: There are loadings from this BMP area above the trench.",null,null,null,null,"Catchment 1","Catchment 2","Catchment 3","Catchment 4",null,null,null,null,null,null,null,null,null,null,null,null,null,null,{"$error":"#REF!"},0.75,null,{"$f":"'Stormwater Treatment Analysis'!$AC$96","v":{"$error":"#REF!"}},null,3,0.75,null,{"$f":"'Stormwater Treatment Analysis'!$AC$96","v":{"$error":"#REF!"}},null,null,{"$error":"#REF!"},0.75,null,{"$f":"'Stormwater Treatment Analysis'!$AC$96","v":{"$error":"#REF!"}},null,3,0.75,null,{"$f":"'Stormwater Treatment Analysis'!$AC$96","v":{"$error":"#REF!"}},null,null,{"$error":"#REF!"},0.75,null,{"$f":"'Stormwater Treatment Analysis'!$AC$96","v":{"$error":"#REF!"}},null,3,0.75,null,{"$f":"'Stormwater Treatment Analysis'!$AC$96","v":{"$error":"#REF!"}},null,null,{"$error":"#REF!"},0.75,null,{"$f":"'Stormwater Treatment Analysis'!$AC$96","v":{"$error":"#REF!"}},null,3,0.75,null,{"$f":"'Stormwater Treatment Analysis'!$AC$96","v":{"$error":"#REF!"}}]
[null,"Contributing catchment area:",null,null,null,null,{"$f":"'Watershed Characteristics'!$G$15","v":0},{"$f":"'Watershed Characteristics'!$G$30","v":0},{"$f":"'Watershed Characteristics'!$G$45","v":0},{"$f":"'Watershed Characteristics'!$G$60","v":0},"ac",null,null,null,null,null,null,null,null,null,null,null,null,null,{"$error":"#REF!"},1,null,{"$f":"'Stormwater Treatment Analysis'!$AC$117","v":{"$error":"#REF!"}},null,4,1,null,{"$f":"'Stormwater Treatment Analysis'!$AC$117","v":{"$error":"#REF!"}},null,null,{"$error":"#REF!"},1,null,{"$f":"'Stormwater Treatment Analysis'!$AC$117","v":{"$error":"#REF!"}},null,4,1,null,{"$f":"'Stormwater Treatment Analysis'!$AC$117","v":{"$error":"#REF!"}},null,null,{"$error":"#REF!"},1,null,{"$f":"'Stormwater Treatment Analysis'!$AC$117","v":{"$error":"#REF!"}},null,4,1,null,{"$f":"'Stormwater Treatment Analysis'!$AC$117","v":{"$error":"#REF!"}},null,null,{"$error":"#REF!"},1,null,{"$f":"'Stormwater Treatment Analysis'!$AC$117","v":{"$error":"#REF!"}},null,4,1,null,{"$f":"'Stormwater Treatment Analysis'!$AC$117","v":{"$error":"#REF!"}}]
[null,"Required treatment efficiency (Nitrogen):",null,null,null,null,{"$f":"IF(G7=0,\"\",'Watershed Characteristics'!$AE$46)","v":""},{"$f":"IF(H7=0,\"\",'Watershed Characteristics'!$AE$47)","v":""},{"$f":"IF(I7=0,\"\",'Watershed Characteristics'!$AE$48)","v":""},{"$f":"IF(J7=0,\"\",'Watershed Characteristics'!$AE$49)","v":""},"%",null,null,null,null,null,null,null,null,null,null,null,null,null,{"$error":"#REF!"},1.25,null,{"$f":"'Stormwater Treatment Analysis'!$AC$138","v":{"$error":"#REF!"}},null,5,1.25,null,{"$f":"'Stormwater Treatment Analysis'!$AC$138","v":{"$error":"#REF!"}},null,null,{"$error":"#REF!"},1.25,null,{"$f":"'Stormwater Treatment Analysis'!$AC$138","v":{"$error":"#REF!"}},null,5,1.25,null,{"$f":"'Stormwater Treatment Analysis'!$AC$138","v":{"$error":"#REF!"}},null,null,{"$error":"#REF!"},1.25,null,{"$f":"'Stormwater Treatment Analysis'!$AC$138","v":{"$error":"#REF!"}},null,5,1.25,null,{"$f":"'Stormwater Treatment Analysis'!$AC$138","v":{"$error":"#REF!"}},null,null,{"$error":"#REF!"},1.25,null,{"$f":"'Stormwater Treatment Analysis'!$AC$138","v":{"$error":"#REF!"}},null,5,1.25,null,{"$f":"'Stormwater Treatment Analysis'!$AC$138","v":{"$error":"#REF!"}}]
[null,"Required treatment efficiency (Phosphorus):",null,null,null,null,{"$f":"IF(G7=0,\"\",'Watershed Characteristics'!$AF$46)","v":""},{"$f":"IF(H7=0,\"\",'Watershed Characteristics'!$AF$47)","v":""},{"$f":"IF(I7=0,\"\",'Watershed Characteristics'!$AF$48)","v":""},{"$f":"IF(J7=0,\"\",'Watershed Characteristics'!$AF$49)","v":""},"%",null,null,null,null,null,null,null,null,null,null,null,null,null,{"$error":"#REF!"},1.5,null,{"$f":"'Stormwater Treatment Analysis'!$AC$159","v":{"$error":"#REF!"}},null,6,1.5,null,{"$f":"'Stormwater Treatment Analysis'!$AC$159","v":{"$error":"#REF!"}},null,null,{"$error":"#REF!"},1.5,null,{"$f":"'Stormwater Treatment Analysis'!$AC$159","v":{"$error":"#REF!"}},null,6,1.5,null,{"$f":"'Stormwater Treatment Analysis'!$AC$159","v":{"$error":"#REF!"}},null,null,{"$error":"#REF!"},1.5,null,{"$f":"'Stormwater Treatment Analysis'!$AC$159","v":{"$error":"#REF!"}},null,6,1.5,null,{"$f":"'Stormwater Treatment Analysis'!$AC$159","v":{"$error":"#REF!"}},null,null,{"$error":"#REF!"},1.5,null,{"$f":"'Stormwater Treatment Analysis'!$AC$159","v":{"$error":"#REF!"}},null,6,1.5,null,{"$f":"'Stormwater Treatment Analysis'!$AC$159","v":{"$error":"#REF!"}}]
[null,"Required retention for the entire catchment to meet required efficiency:",null,null,null,null,{"$f":"IF(ISERROR(IF($Y$34>$AB$19,4,$Z$23+(($Y$34-$AA$23)/($AA$24-$AA$23)*($Z$24-$Z$23))))=TRUE,0,(IF($Y$34>$AB$19,4,$Z$23+(($Y$34-$AA$23)/($AA$24-$AA$23)*($Z$24-$Z$23)))))","v":0},{"$f":"IF(ISERROR(IF($AJ$34>$AM$19,4,$AK$23+(($AJ$34-$AL$23)/($AL$24-$AL$23)*($AK$24-$AK$23))))=TRUE,0,(IF($AJ$34>$AM$19,4,$AK$23+(($AJ$34-$AL$23)/($AL$24-$AL$23)*($AK$24-$AK$23)))))","v":0},{"$f":"IF(ISERROR(IF($AU$34>$AX$19,4,$AV$23+(($AU$34-$AW$23)/($AW$24-$AW$23)*($AV$24-$AV$23))))=TRUE,0,(IF($AU$34>$AX$19,4,$AV$23+(($AU$34-$AW$23)/($AW$24-$AW$23)*($AV$24-$AV$23)))))","v":0},{"$f":"IF(ISERROR(IF($BF$34>$BI$19,4,$BG$23+(($BF$34-$BH$23)/($BH$24-$BH$23)*($BG$24-$BG$23))))=TRUE,0,(IF($BF$34>$BI$19,4,$BG$23+(($BF$34-$BH$23)/($BH$24-$BH$23)*($BG$24-$BG$23)))))","v":0},"in",null,null,null,null,null,null,null,null,null,null,null,null,null,{"$error":"#REF!"},1.75,null,{"$f":"'Stormwater Treatment Analysis'!$AC$180","v":{"$error":"#REF!"}},null,7,1.75,null,{"$f":"'Stormwater Treatment Analysis'!$AC$180","v":{"$error":"#REF!"}},null,null,{"$error":"#REF!"},1.75,null,{"$f":"'Stormwater Treatment Analysis'!$AC$180","v":{"$error":"#REF!"}},null,7,1.75,null,{"$f":"'Stormwater Treatment Analysis'!$AC$180","v":{"$error":"#REF!"}},null,null,{"$error":"#REF!"},1.75,null,{"$f":"'Stormwater Treatment Analysis'!$AC$180","v":{"$error":"#REF!"}},null,7,1.75,null,{"$f":"'Stormwater Treatment Analysis'!$AC$180","v":{"$error":"#REF!"}},null,null,{"$error":"#REF!"},1.75,null,{"$f":"'Stormwater Treatment Analysis'!$AC$180","v":{"$error":"#REF!"}},null,7,1.75,null,{"$f":"'Stormwater Treatment Analysis'!$AC$180","v":{"$error":"#REF!"}}]
[null,"Required water quality retention volume:",null,null,null,null,{"$f":"IF(ISERROR(($G$10/12)*$G$7)=TRUE,0,($G$10/12)*$G$7)","v":0},{"$f":"IF(ISERROR(($H$10/12)*$H$7)=TRUE,0,($H$10/12)*$H$7)","v":0},{"$f":"IF(ISERROR(($I$10/12)*$I$7)=TRUE,0,($I$10/12)*$I$7)","v":0},{"$f":"IF(ISERROR(($J$10/12)*$J$7)=TRUE,0,($J$10/12)*$J$7)","v":0},"ac-ft",null,null,null,null,null,null,null,null,null,null,null,null,null,{"$error":"#REF!"},2,null,{"$f":"'Stormwater Treatment Analysis'!$AC$201","v":{"$error":"#REF!"}},null,8,2,null,{"$f":"'Stormwater Treatment Analysis'!$AC$201","v":{"$error":"#REF!"}},null,null,{"$error":"#REF!"},2,null,{"$f":"'Stormwater Treatment Analysis'!$AC$201","v":{"$error":"#REF!"}},null,8,2,null,{"$f":"'Stormwater Treatment Analysis'!$AC$201","v":{"$error":"#REF!"}},null,null,{"$error":"#REF!"},2,null,{"$f":"'Stormwater Treatment Analysis'!$AC$201","v":{"$error":"#REF!"}},null,8,2,null,{"$f":"'Stormwater Treatment Analysis'!$AC$201","v":{"$error":"#REF!"}},null,null,{"$error":"#REF!"},2,null,{"$f":"'Stormwater Treatment Analysis'!$AC$201","v":{"$error":"#REF!"}},null,8,2,null,{"$f":"'Stormwater Treatment Analysis'!$AC$201","v":{"$error":"#REF!"}}]
[null,"This is an underground system, thus there is no surface area loading reduction for the area of exfiltration",null,null,null,null,null,null,null,null,null,null,null,null,null,null,null,null,null,null,null,null,null,null,{"$error":"#REF!"},2.25,null,{"$f":"'Stormwater Treatment Analysis'!$AC$222","v":{"$error":"#REF!"}},null,9,2.25,null,{"$f":"'Stormwater Treatment Analysis'!$AC$222","v":{"$error":"#REF!"}},null,null,{"$error":"#REF!"},2.25,null,{"$f":"'Stormwater Treatment Analysis'!$AC$222","v":{"$error":"#REF!"}},null,9,2.25,null,{"$f":"'Stormwater Treatment Analysis'!$AC$222","v":{"$error":"#REF!"}},null,null,{"$error":"#REF!"},2.25,null,{"$f":"'Stormwater Treatment Analysis'!$AC$222","v":{"$error":"#REF!"}},null,9,2.25,null,{"$f":"'Stormwater Treatment Analysis'!$AC$222","v":{"$error":"#REF!"}},null,null,{"$error":"#REF!"},2.25,null,{"$f":"'Stormwater Treatment Analysis'!$AC$222","v":{"$error":"#REF!"}},null,9,2.25,null,{"$f":"'Stormwater Treatment Analysis'!$AC$222","v":{"$error":"#REF!"}}]
[null,null,null,null,null,null,null,null,null,null,null,null,null,null,null,null,null,null,null,null,null,null,null,null,{"$error":"#REF!"},2.5,null,{"$f":"'Stormwater Treatment Analysis'!$AC$243","v":{"$error":"#REF!"}},null,10,2.5,null,{"$f":"'Stormwater Treatment Analysis'!$AC$243","v":{"$error":"#REF!"}},null,null,{"$error":"#REF!"},2.5,null,{"$f":"'Stormwater Treatment Analysis'!$AC$243","v":{"$error":"#REF!"}},null,10,2.5,null,{"$f":"'Stormwater Treatment Analysis'!$AC$243","v":{"$error":"#REF!"}},null,null,{"$error":"#REF!"},2.5,null,{"$f":"'Stormwater Treatment Analysis'!$AC$243","v":{"$error":"#REF!"}},null,10,2.5,null,{"$f":"'Stormwater Treatment Analysis'!$AC$243","v":{"$error":"#REF!"}},null,null,{"$error":"#REF!"},2.5,null,{"$f":"'Stormwater Treatment Analysis'!$AC$243","v":{"$error":"#REF!"}},null,10,2.5,null,{"$f":"'Stormwater Treatment Analysis'!$AC$243","v":{"$error":"#REF!"}}]
[null,null,null,null,null,null,null,null,null,null,null,null,null,null,null,null,null,null,null,null,null,null,null,null,{"$error":"#REF!"},2.75,null,{"$f":"'Stormwater Treatment Analysis'!$AC$264","v":{"$error":"#REF!"}},null,11,2.75,null,{"$f":"'Stormwater Treatment Analysis'!$AC$264","v":{"$error":"#REF!"}},null,null,{"$error":"#REF!"},2.75,null,{"$f":"'Stormwater Treatment Analysis'!$AC$264","v":{"$error":"#REF!"}},null,11,2.75,null,{"$f":"'Stormwater Treatment Analysis'!$AC$264","v":{"$error":"#REF!"}},null,null,{"$error":"#REF!"},2.75,null,{"$f":"'Stormwater Treatment Analysis'!$AC$264","v":{"$error":"#REF!"}},null,11,2.75,null,{"$f":"'Stormwater Treatment Analysis'!$AC$264","v":{"$error":"#REF!"}},null,null,{"$error":"#REF!"},2.75,null,{"$f":"'Stormwater Treatment Analysis'!$AC$264","v":{"$error":"#REF!"}},null,11,2.75,null,{"$f":"'Stormwater Treatment Analysis'!$AC$264","v":{"$error":"#REF!"}}]
[null,null,null,null,null,null,null,null,null,null,null,null,null,null,null,null,null,null,null,null,null,null,null,null,{"$error":"#REF!"},3,null,{"$f":"'Stormwater Treatment Analysis'!$AC$285","v":{"$error":"#REF!"}},null,12,3,null,{"$f":"'Stormwater Treatment Analysis'!$AC$285","v":{"$error":"#REF!"}},null,null,{"$error":"#REF!"},3,null,{"$f":"'Stormwater Treatment Analysis'!$AC$285","v":{"$error":"#REF!"}},null,12,3,null,{"$f":"'Stormwater Treatment Analysis'!$AC$285","v":{"$error":"#REF!"}},null,null,{"$error":"#REF!"},3,null,{"$f":"'Stormwater Treatment Analysis'!$AC$285","v":{"$error":"#REF!"}},null,12,3,null,{"$f":"'Stormwater Treatment Analysis'!$AC$285","v":{"$error":"#REF!"}},null,null,{"$error":"#REF!"},3,null,{"$f":"'Stormwater Treatment Analysis'!$AC$285","v":{"$error":"#REF!"}},null,12,3,null,{"$f":"'Stormwater Treatment Analysis'!$AC$285","v":{"$error":"#REF!"}}]
[null,null,null,null,null,null,null,null,null,null,null,null,null,null,null,null,null,null,null,null,null,null,null,null,{"$error":"#REF!"},3.25,null,{"$f":"'Stormwater Treatment Analysis'!$AC$306","v":{"$error":"#REF!"}},null,13,3.25,null,{"$f":"'Stormwater Treatment Analysis'!$AC$306","v":{"$error":"#REF!"}},null,null,{"$error":"#REF!"},3.25,null,{"$f":"'Stormwater Treatment Analysis'!$AC$306","v":{"$error":"#REF!"}},null,13,3.25,null,{"$f":"'Stormwater Treatment Analysis'!$AC$306","v":{"$error":"#REF!"}},null,null,{"$error":"#REF!"},3.25,null,{"$f":"'Stormwater Treatment Analysis'!$AC$306","v":{"$error":"#REF!"}},null,13,3.25,null,{"$f":"'Stormwater Treatment Analysis'!$AC$306","v":{"$error":"#REF!"}},null,null,{"$error":"#REF!"},3.25,null,{"$f":"'Stormwater Treatment Analysis'!$AC$306","v":{"$error":"#REF!"}},null,13,3.25,null,{"$f":"'Stormwater Treatment Analysis'!$AC$306","v":{"$error":"#REF!"}}]
[null,null,null,null,null,null,null,null,null,null,null,null,null,null,null,null,null,null,null,null,null,null,null,null,{"$error":"#REF!"},3.5,null,{"$f":"'Stormwater Treatment Analysis'!$AC$327","v":{"$error":"#REF!"}},null,14,3.5,null,{"$f":"'Stormwater Treatment Analysis'!$AC$327","v":{"$error":"#REF!"}},null,null,{"$error":"#REF!"},3.5,null,{"$f":"'Stormwater Treatment Analysis'!$AC$327","v":{"$error":"#REF!"}},null,14,3.5,null,{"$f":"'Stormwater Treatment Analysis'!$AC$327","v":{"$error":"#REF!"}},null,null,{"$error":"#REF!"},3.5,null,{"$f":"'Stormwater Treatment Analysis'!$AC$327","v":{"$error":"#REF!"}},null,14,3.5,null,{"$f":"'Stormwater Treatment Analysis'!$AC$327","v":{"$error":"#REF!"}},null,null,{"$error":"#REF!"},3.5,null,{"$f":"'Stormwater Treatment Analysis'!$AC$327","v":{"$error":"#REF!"}},null,14,3.5,null,{"$f":"'Stormwater Treatment Analysis'!$AC$327","v":{"$error":"#REF!"}}]
[null,"Provided retention depth:",null,null,null,null,null,null,null,null,"in",null,null,null,null,null,null,null,null,null,null,null,null,null,{"$error":"#REF!"},3.75,null,{"$f":"'Stormwater Treatment Analysis'!$AC$348","v":{"$error":"#REF!"}},null,15,3.75,null,{"$f":"'Stormwater Treatment Analysis'!$AC$348","v":{"$error":"#REF!"}},null,null,{"$error":"#REF!"},3.75,null,{"$f":"'Stormwater Treatment Analysis'!$AC$348","v":{"$error":"#REF!"}},null,15,3.75,null,{"$f":"'Stormwater Treatment Analysis'!$AC$348","v":{"$error":"#REF!"}},null,null,{"$error":"#REF!"},3.75,null,{"$f":"'Stormwater Treatment Analysis'!$AC$348","v":{"$error":"#REF!"}},null,15,3.75,null,{"$f":"'Stormwater Treatment Analysis'!$AC$348","v":{"$error":"#REF!"}},null,null,{"$error":"#REF!"},3.75,null,{"$f":"'Stormwater Treatment Analysis'!$AC$348","v":{"$error":"#REF!"}},null,15,3.75,null,{"$f":"'Stormwater Treatment Analysis'!$AC$348","v":{"$error":"#REF!"}}]
[null,"Provided treatment efficiency (Nitrogen):",null,null,null,null,{"$f":"IF($G$18=4,$AG$19,IF(ISERROR(IF($G$18>$AE$19,$AG$19,$AF$23+(($G$18-$AE$23)/($AE$24-$AE$23)*($AF$24-$AF$23))))=TRUE,0,(IF($G$18>$AE$19,$AG$19,$AF$23+(($G$18-$AE$23)/($AE$24-$AE$23)*($AF$24-$AF$23))))))","v":0},{"$f":"IF($H$18=4,$AR$19,IF(ISERROR(IF($H$18>$AP$19,$AR$19,$AQ$23+(($H$18-$AP$23)/($AP$24-$AP$23)*($AQ$24-$AQ$23))))=TRUE,0,(IF($H$18>$AP$19,$AR$19,$AQ$23+(($H$18-$AP$23)/($AP$24-$AP$23)*($AQ$24-$AQ$23))))))","v":0},{"$f":"IF($I$18=4,$BC$19,IF(ISERROR(IF($I$18>$BA$19,$BC$19,$BB$23+(($I$18-$BA$23)/($BA$24-$BA$23)*($BB$24-$BB$23))))=TRUE,0,(IF($I$18>$BA$19,$BC$19,$BB$23+(($I$18-$BA$23)/($BA$24-$BA$23)*($BB$24-$BB$23))))))","v":0},{"$f":"IF($J$18=4,$BN$19,IF(ISERROR(IF($J$18>$BL$19,$BN$19,$BM$23+(($J$18-$BL$23)/($BL$24-$BL$23)*($BM$24-$BM$23))))=TRUE,0,(IF($J$18>$BL$19,$BN$19,$BM$23+(($J$18-$BL$23)/($BL$24-$BL$23)*($BM$24-$BM$23))))))","v":0},"%",null,null,null,null,null,null,null,null,null,null,null,null,null,{"$error":"#REF!"},4,null,{"$f":"'Stormwater Treatment Analysis'!$AC$369","v":{"$error":"#REF!"}},null,16,4,null,{"$f":"'Stormwater Treatment Analysis'!$AC$369","v":{"$error":"#REF!"}},null,null,{"$error":"#REF!"},4,null,{"$f":"'Stormwater Treatment Analysis'!$AC$369","v":{"$error":"#REF!"}},null,16,4,null,{"$f":"'Stormwater Treatment Analysis'!$AC$369","v":{"$error":"#REF!"}},null,null,{"$error":"#REF!"},4,null,{"$f":"'Stormwater Treatment Analysis'!$AC$369","v":{"$error":"#REF!"}},null,16,4,null,{"$f":"'Stormwater Treatment Analysis'!$AC$369","v":{"$error":"#REF!"}},null,null,{"$error":"#REF!"},4,null,{"$f":"'Stormwater Treatment Analysis'!$AC$369","v":{"$error":"#REF!"}},null,16,4,null,{"$f":"'Stormwater Treatment Analysis'!$AC$369","v":{"$error":"#REF!"}}]
[null,"Provided treatment efficiency (Phosphorus):",null,null,null,null,{"$f":"G19","v":0},{"$f":"H19","v":0},{"$f":"I19","v":0},{"$f":"J19","v":0},"%"]
[null,"Remaining treatment efficiency needed (Nitrogen):",null,null,null,null,{"$f":"IFERROR(IF(G18=\"\",\"\",IF(((($G$8/100)-($G$19/100))/(1-($G$19/100))*100)<0,0,((($G$8/100)-($G$19/100))/(1-($G$19/100))*100))), \"\")","v":""},{"$f":"IFERROR(IF(H18=\"\",\"\",IF(((($H$8/100)-($H$19/100))/(1-($H$19/100))*100)<0,0,((($H$8/100)-($H$19/100))/(1-($H$19/100))*100))), \"\")","v":""},{"$f":"IFERROR(IF(I18=\"\",\"\",IF(((($I$8/100)-($I$19/100))/(1-($I$19/100))*100)<0,0,((($I$8/100)-($I$19/100))/(1-($I$19/100))*100))), \"\")","v":""},{"$f":"IFERROR(IF(J18=\"\",\"\",IF(((($J$8/100)-($J$19/100))/(1-($J$19/100))*100)<0,0,((($J$8/100)-($J$19/100))/(1-($J$19/100))*100))), \"\")","v":""},"%",null,null,null,null,null,null,null,null,null,null,null,null,null,"Interpolation for Retention Amount:",null,null,null,null,"Interpolation for Retention Amount:",null,null,null,null,null,"Interpolation for Retention Amount:",null,null,null,null,"Interpolation for Retention Amount:",null,null,null,null,null,"Interpolation for Retention Amount:",null,null,null,null,"Interpolation for Retention Amount:",null,null,null,null,null,"Interpolation for Retention Amount:",null,null,null,null,"Interpolation for Retention Amount:"]
[null,"Remaining treatment efficiency needed (Phosphorus):",null,null,null,null,{"$f":"$G$21","v":""},{"$f":"$H$21","v":""},{"$f":"$I$21","v":""},{"$f":"$J$21","v":""},"%"]
[null,"Remaining retention depth needed if retention:",null,null,null,null,{"$f":"IF(G10-G18<0,0,G10-G18)","v":0},{"$f":"IF(H10-H18<0,0,H10-H18)","v":0},{"$f":"IF(I10-I18<0,0,I10-I18)","v":0},{"$f":"IF(J10-J18<0,0,J10-J18)","v":0},"in",null,null,null,null,null,null,null,null,null,null,null,null,null,null,{"$f":"VLOOKUP(0,$Y$3:$AB$19,2)","v":0},{"$f":"VLOOKUP(0,$Y$3:$AB$19,4)","v":0},null,null,null,{"$f":"VLOOKUP(0,$AD$3:$AG$19,2)","v":0},{"$f":"VLOOKUP(0,$AD$3:$AG$19,4)","v":0},null,null,null,null,{"$f":"VLOOKUP(0,AJ3:AM19,2)","v":0},{"$f":"VLOOKUP(0,AJ3:AM19,4)","v":0},null,null,null,{"$f":"VLOOKUP(0,AO3:AR19,2)","v":0},{"$f":"VLOOKUP(0,AO3:AR19,4)","v":0},null,null,null,null,{"$f":"VLOOKUP(0,AU3:AX19,2)","v":0},{"$f":"VLOOKUP(0,AU3:AX19,4)","v":0},null,null,null,{"$f":"VLOOKUP(0,AZ3:BC19,2)","v":0},{"$f":"VLOOKUP(0,AZ3:BC19,4)","v":0},null,null,null,null,{"$f":"VLOOKUP(0,BF3:BI19,2)","v":0},{"$f":"VLOOKUP(0,BF3:BI19,4)","v":0},null,null,null,{"$f":"VLOOKUP(0,BK3:BN19,2)","v":0},{"$f":"VLOOKUP(0,BK3:BN19,4)","v":0}]
[null,null,null,null,null,null,null,null,"NOTE FOR TREATMENT EFFICIENCY GRAPH:",null,null,null,null,null,null,null,null,null,null,null,null,null,null,null,null,{"$f":"VLOOKUP(1,$Y$3:$AB$19,2)","v":0},{"$f":"VLOOKUP(1,$Y$3:$AB$19,4)","v":0},null,null,null,{"$f":"VLOOKUP(1,$AD$3:$AG$19,2)","v":0.25},{"$f":"VLOOKUP(1,$AD$3:$AG$19,4)","v":{"$error":"#REF!"}},null,null,null,null,{"$f":"VLOOKUP(1,AJ3:AM19,2)","v":0},{"$f":"VLOOKUP(1,AJ3:AM19,4)","v":0},null,null,null,{"$f":"VLOOKUP(1,AO3:AR19,2)","v":0.25},{"$f":"VLOOKUP(1,AO3:AR19,4)","v":{"$error":"#REF!"}},null,null,null,null,{"$f":"VLOOKUP(1,AU3:AX19,2)","v":0},{"$f":"VLOOKUP(1,AU3:AX19,4)","v":0},null,null,null,{"$f":"VLOOKUP(1,AZ3:BC19,2)","v":0.25},{"$f":"VLOOKUP(1,AZ3:BC19,4)","v":{"$error":"#REF!"}},null,null,null,null,{"$f":"VLOOKUP(1,BF3:BI19,2)","v":0},{"$f":"VLOOKUP(1,BF3:BI19,4)","v":0},null,null,null,{"$f":"VLOOKUP(1,BK3:BN19,2)","v":0.25},{"$f":"VLOOKUP(1,BK3:BN19,4)","v":{"$error":"#REF!"}}]
[]
[null,null,null,null,null,null,null,null,null,null,null,null,null,null,null,null,null,null,null,null,null,null,null,null,{"$f":"IF($G$8>$AB$19,\"WARNING: THE REQUIRED TREATMENT EFFICIENCY EXCEEDS THE HIGHEST TREATMENT EFFICIENCY ASSOCIATED WITH MAXIMUM RETENTION OF 4.00 INCHES (SEE APPENDIX D OF THE HARPER REPORT DATED JUNE 2007). THE SPREADSHEET WILL UTILIZE 4.00 INCHES FOR VOLUME COMPUTATION.\",\" \")","v":{"$error":"#REF!"}},null,null,null,null,null,null,null,null,null,null,{"$f":"IF($G$8>$AB$19,\"WARNING: THE REQUIRED TREATMENT EFFICIENCY EXCEEDS THE HIGHEST TREATMENT EFFICIENCY ASSOCIATED WITH MAXIMUM RETENTION OF 4.00 INCHES (SEE APPENDIX D OF THE HARPER REPORT DATED JUNE 2007). THE SPREADSHEET WILL UTILIZE 4.00 INCHES FOR VOLUME COMPUTATION.\",\" \")","v":{"$error":"#REF!"}},null,null,null,null,null,null,null,null,null,null,{"$f":"IF($G$8>$AB$19,\"WARNING: THE REQUIRED TREATMENT EFFICIENCY EXCEEDS THE HIGHEST TREATMENT EFFICIENCY ASSOCIATED WITH MAXIMUM RETENTION OF 4.00 INCHES (SEE APPENDIX D OF THE HARPER REPORT DATED JUNE 2007). THE SPREADSHEET WILL UTILIZE 4.00 INCHES FOR VOLUME COMPUTATION.\",\" \")","v":{"$error":"#REF!"}},null,null,null,null,null,null,null,null,null,null,{"$f":"IF($G$8>$AB$19,\"WARNING: THE REQUIRED TREATMENT EFFICIENCY EXCEEDS THE HIGHEST TREATMENT EFFICIENCY ASSOCIATED WITH MAXIMUM RETENTION OF 4.00 INCHES (SEE APPENDIX D OF THE HARPER REPORT DATED JUNE 2007). THE SPREADSHEET WILL UTILIZE 4.00 INCHES FOR VOLUME COMPUTATION.\",\" \")","v":{"$error":"#REF!"}}]
[]
[null,null,null,null,null,null,null,null,"The purpose of this graph is to help illustrate the treatment efficiency of the retention system as the function of retention depth. The graph illustrates that there is a point of diminished return as the retention depth is substantially increased. Therefore, to provide the most economical BMP treatment system, other alternatives such as \"treatment trains\" and compensatory treatment should be considered.",null,null,null,null,null,null,null,null,null,null,null,null,null,null,null,{"$f":"IF($G$18>4,\"WARNING: THE PROVIDED RETENTION EXCEEDS THE HIGHEST RETENTION ASSOCIATED WITH THE RETENTION EFFICIENCY TABLES (SEE APPENDIX D OF THE HARPER REPORT DATED JUNE 2007). THE SPREADSHEET WILL COMPUTE THE EFFICIENCY BASED ON THE 4.00 INCHES OF RETENTION\",\" \")","v":" "},null,null,null,null,null,null,null,null,null,null,{"$f":"IF($G$18>4,\"WARNING: THE PROVIDED RETENTION EXCEEDS THE HIGHEST RETENTION ASSOCIATED WITH THE RETENTION EFFICIENCY TABLES (SEE APPENDIX D OF THE HARPER REPORT DATED JUNE 2007). THE SPREADSHEET WILL COMPUTE THE EFFICIENCY BASED ON THE 4.00 INCHES OF RETENTION\",\" \")","v":" "},null,null,null,null,null,null,null,null,null,null,{"$f":"IF($G$18>4,\"WARNING: THE PROVIDED RETENTION EXCEEDS THE HIGHEST RETENTION ASSOCIATED WITH THE RETENTION EFFICIENCY TABLES (SEE APPENDIX D OF THE HARPER REPORT DATED JUNE 2007). THE SPREADSHEET WILL COMPUTE THE EFFICIENCY BASED ON THE 4.00 INCHES OF RETENTION\",\" \")","v":" "},null,null,null,null,null,null,null,null,null,null,{"$f":"IF($G$18>4,\"WARNING: THE PROVIDED RETENTION EXCEEDS THE HIGHEST RETENTION ASSOCIATED WITH THE RETENTION EFFICIENCY TABLES (SEE APPENDIX D OF THE HARPER REPORT DATED JUNE 2007). THE SPREADSHEET WILL COMPUTE THE EFFICIENCY BASED ON THE 4.00 INCHES OF RETENTION\",\" \")","v":" "}]
[]
[null,null,null,null,null,null,null,null,null,null,null,null,null,null,null,null,null,null,null,null,null,null,null,null,"X:",{"$f":"IF(G18=\"\",G10,G18)","v":0},null,null,null,null,null,null,null,null,null,"X:",{"$f":"IF(H18=\"\",H10,H18)","v":0},null,null,null,null,null,null,null,null,null,"X:",{"$f":"IF(I18=\"\",I10,I18)","v":0},null,null,null,null,null,null,null,null,null,"X:",{"$f":"IF(J18=\"\",J10,J18)","v":0}]
[]
[null,null,null,null,null,null,null,null,null,null,null,null,null,null,null,null,null,null,null,null,null,null,null,null,"Y:",{"$f":"IF(G18=\"\",MAX(G8:G9),G19)","v":0},null,null,null,null,null,null,null,null,null,"Y:",{"$f":"IF(H18=\"\",MAX(H8:H9),H19)","v":0},null,null,null,null,null,null,null,null,null,"Y:",{"$f":"IF(I18=\"\",MAX(I8:I9),I19)","v":0},null,null,null,null,null,null,null,null,null,"Y:",{"$f":"IF(J18=\"\",MAX(J8:J9),J19)","v":0}]
[]
[null,null,null,null,null,null,null,null,null,null,null,null,null,null,null,null,null,null,null,null,null,null,null,"Catchment 1",{"$f":"MAX(G8:G9)","v":0},null,null,null,null,null,null,null,null,null,"Catchment 2",{"$f":"MAX(H8:H9)","v":0},null,null,null,null,null,null,null,null,null,"Catchment 3",{"$f":"MAX(I8:I9)","v":0},null,null,null,null,null,null,null,null,null,"Catchment 4",{"$f":"MAX(J8:J9)","v":0}]
[]
[]
[]
[]
[]
[]
[null,null,null,null,null,null,null,null,null,null,null,"Source of Graphic: draft STORMWATER QUALITY APPLICANT’S HANDBOOK dated March 2010, by the Department of Environmental Protection, available at: http://www.dep.state.fl.us/water/wetlands/erp/rules/stormwater, March 2010 "]

{"sheet":"Exfiltration Storage Calculator","index":7,"n_rows":40,"n_cols":29,"rows_kept":40,"cut":false,"hidden":false,"merged":[[3,1,5,3],[3,5,5,8],[1,1,2,8],[1,9,2,9],[9,10,11,17],[3,10,5,17],[6,10,8,17],[1,10,1,13],[2,10,2,13],[1,14,1,17],[2,14,2,17],[12,10,37,17],[38,10,43,17],[39,1,43,7],[34,1,38,7],[29,1,33,7],[22,1,23,7],[24,1,28,7],[13,5,13,6]]}
[]
[null,"EXFILTRATION STORAGE CALCULATOR:",null,null,null,null,null,null,null,{"$f":"'General Site Information'!G2:G3","v":"V 7.6"},"Blue Numbers = ",null,null,null,"Input data"]
[null,null,null,null,null,null,null,null,null,null,"Red Numbers =",null,null,null,"Calculated or Carryover"]
[null,"PIPE INPUT:",null,null,null,"TRENCH INPUT:"]
[null,null,null,null,null,null,null,null,null,null,null,null,null,null,null,null,null,null,null,null,null,null,null,null,null,null,null,"Pipe Area"]
[null,null,null,null,null,null,null,null,null,null,null,null,null,null,null,null,null,null,null,null,null,null,null,null,null,null,null,{"$f":"PI()*(($D$7/24)*($D$8/24))","v":0}]
[null,"Pipe span:",null,null,"in","Trench length = ",null,null,null,"ft"]
[null,"Pipe rise:",null,null,"in","Trench width = ",null,null,null,"ft"]
[null,"Total pipe length:",null,null,"ft","Trench depth =",null,null,null,"ft",null,null,null,null,null,null,null,null,null,null,null,null,null,null,null,null,null,"Trench Width"]
[null,"Volume in pipe(s):",null,{"$f":"$AB$6*$D$9","v":0},"cf","Aggregate void ratio = ",null,null,null,null,null,null,null,null,null,null,null,null,null,null,null,null,null,null,null,null,null,{"$f":"($I$8/12)+1","v":1},"ft"]
[]
[null,"REQUIRED STORAGE VOLUME:"]
[null,"if serving the entire watershed",null,null,null,"if part of the watershed (treatment train)"]
[null,{"$f":"'Exfiltration Trench'!G11","v":0},"ac-ft",{"$f":"$B$14*43560","v":0},"cf",{"$f":"'Exfiltration Trench'!G18*'Exfiltration Trench'!G7/12","v":0},null,"ac-ft",{"$f":"F14*43560","v":0},"cf"]
[null,null,null,null,null,null,null,null,null,null,null,null,null,null,null,null,null,null,null,null,null,null,null,null,null,null,null,{"$f":"IF(I8<3,\"Not OK\",\"OK\")","v":"Not OK"}]
[null,"PROVIDED STORAGE VOLUME:",null,null,null,null,null,null,null,null,null,null,null,null,null,null,null,null,null,null,null,null,null,null,null,null,null,{"$f":"IF(I8-AB10<0,\"Not OK\",\"OK\")","v":"Not OK"}]
[]
[null,{"$f":"D18/43560","v":0},"ac-ft",{"$f":"((I7*I8*I9)-D10)*I10+D10","v":0},"cf"]
[]
[]
[]
[]
[null,"ERROR MESSAGE WINDOW FOR EXFILTRATION STORAGE"]
[]
[null,{"$f":"IF(AB10>I8,\"THE PIPE WIDTH(S) AND REQUIRED 6.0 INCH MINIMUM SPACING ARE GREATER THAN THE TRENCH WIDTH. PLEASE REVISE THE TRENCH WIDTH\",IF(I8<3,\"THE MINIMUM TRENCH WIDTH IS 3.0 FEET. PLEASE REVISE THE TRENCH WIDTH.\",IF((D8/12)+1>I9, \"THE TRENCH DEPTH IS INSUFICIENT. PLEASE INCREASE THE DEPTH.\",\" \")))","v":"THE PIPE WIDTH(S) AND REQUIRED 6.0 INCH MINIMUM SPACING ARE GREATER THAN THE TRENCH WIDTH. PLEASE REVISE THE TRENCH WIDTH"}]
[]
[]
[]
[]
[null,{"$f":"IF(OR(D8<12,D7<12),\"THE REQUIRED MINIMUM PIPE SIZE IS 12.0 INCHES. PLEASE ADJUST THE PIPE SIZE ACORDINGLY.\",IF(D9>I7,\"THE PIPE LENGTH IS LONGER THAN THE TRENCH LENGTH. PLEASE REVISE THE PIPE LENGTH.\",\" \"))","v":"THE REQUIRED MINIMUM PIPE SIZE IS 12.0 INCHES. PLEASE ADJUST THE PIPE SIZE ACORDINGLY."}]
[]
[]
[]
[]
[null,{"$f":"IF($D$18<$D$14,\"If serving the entire watershed, THE PROVIDED EXFILTRATION TRENCH VOLUME IS NOT ADEQUATE\",IF($D$18=$D$14, \"THE PROVIDED EXFILTRATION TRENCH VOLUME IS ADEQUATE\",IF($D$18>$D$14,\"THE PROVIDED EXFILTRATION TRENCH VOLUME IS GREATER THAN THE REQUIRED TREATMENT VOLUME\")))","v":"THE PROVIDED EXFILTRATION TRENCH VOLUME IS ADEQUATE"}]
[]
[]
[]
[null,null,null,null,null,null,null,null,null,null,"Source of Graphic: draft STORMWATER QUALITY APPLICANT’S HANDBOOK dated March 2010, by the Department of Environmental Protection, available at: http://www.dep.state.fl.us/water/wetlands/erp/rules/stormwater, March 2010 "]
[null,{"$f":"IF(AND(B30=\" \",B25=\" \"),\"THE PROVIDED EXFILTRATION TRENCH DIMENSIONS ARE ADEQUATE\", \"THE EXFILTRATION TRENCH DESIGN IS NOT ADEQUATE\")","v":"THE EXFILTRATION TRENCH DESIGN IS NOT ADEQUATE"}]

{"sheet":"Underdrain Biofiltration","index":8,"n_rows":90,"n_cols":54,"rows_kept":90,"cut":false,"hidden":false,"merged":[[1,25,1,26],[1,27,1,28],[3,11,4,22],[20,25,20,28],[19,1,23,10],[17,1,18,10],[7,11,11,22],[2,11,2,15],[1,1,2,9],[1,10,2,10],[1,16,1,22],[2,16,2,22],[1,11,1,15],[40,11,44,22],[15,11,39,22],[3,1,4,5],[3,6,4,10],[5,11,6,22],[27,8,44,10],[24,8,26,10],[24,1,44,7],[12,3,12,4],[1,40,1,41],[1,42,1,43],[20,40,20,43],[1,30,1,31],[1,32,1,33],[20,30,20,33],[1,35,1,36],[1,37,1,38],[20,35,20,38],[31,35,31,36],[50,33,50,36],[51,34,51,35],[56,34,56,35],[61,34,61,35],[66,34,66,35],[71,34,71,35],[76,34,76,35],[81,34,81,35],[86,34,86,35]]}
[null,null,null,null,null,null,null,null,null,null,null,null,null,null,null,null,null,null,null,null,null,null,null,null,null,"Catchment 1",null,null,null,null,"Catchment 2",null,null,null,null,"Catchment 3",null,null,null,null,"Catchment 4"]
[null,"FILTRATION including Up-flow Filters",null,null,null,null,null,null,null,null,{"$f":"'General Site Information'!G2:G3","v":"V 7.6"},"Blue Numbers = ",null,null,null,null,"Input data",null,null,null,null,null,null,null,null,"Retention Amount:",null,"Efficiency Provided:",null,null,"Retention Amount:",null,"Efficiency Provided:",null,null,"Retention Amount:",null,"Efficiency Provided:",null,null,"Retention Amount:",null,"Efficiency Provided:",null,null,"N eff:","P eff:",null,{"$f":"'Media Mixes'!B2","v":"MIX:"},"TN(%)","TP(%)"]
[null,null,null,null,null,null,null,null,null,null,null,"Red Numbers =",null,null,null,null,"Calculated or Carryover",null,null,null,null,null,null,null,"Yes",0,0,null,0,null,0,0,null,0,null,0,0,null,0,null,0,0,null,0,null,{"$f":"$AC3*($AX$10/100)","v":{"$error":"#N/A"}},{"$f":"$AC3*($AY$10/100)","v":{"$error":"#N/A"}},null,{"$f":"'Media Mixes'!B3","v":"B&G ECT"},{"$f":"'Media Mixes'!C3","v":55},{"$f":"'Media Mixes'!D3","v":65}]
[null,"FILTRATION SERVING EITHER WET POND OR DRY POND:",null,null,null,null,{"$f":"IF('General Site Information'!J5=\"\",\"\",'General Site Information'!J5)","v":""},null,null,null,null,null,null,null,null,null,null,null,null,null,null,null,null,null,"No",{"$f":"IF(IF($AA4>=$G$8,1,0)>0,Z3+1,IF($AA4>=$G$8,1,0))","v":1},0.25,null,{"$f":"'Stormwater Treatment Analysis'!$AC$54","v":{"$error":"#REF!"}},null,{"$f":"IF(IF($AF4>=$H$8,1,0)>0,AE3+1,IF($AF4>=$H$8,1,0))","v":1},0.25,null,{"$f":"'Stormwater Treatment Analysis'!$AC$54","v":{"$error":"#REF!"}},null,{"$f":"IF(IF($AK4>=$I$8,1,0)>0,AJ3+1,IF($AK4>=$I$8,1,0))","v":1},0.25,null,{"$f":"'Stormwater Treatment Analysis'!$AC$54","v":{"$error":"#REF!"}},null,{"$f":"IF(IF($AP4>=$J$8,1,0)>0,AO3+1,IF($AP4>=$J$8,1,0))","v":1},0.25,null,{"$f":"'Stormwater Treatment Analysis'!$AC$54","v":{"$error":"#REF!"}},null,{"$error":"#REF!"},{"$error":"#REF!"},null,{"$f":"'Media Mixes'!B4","v":"B&G OTE"},{"$f":"'Media Mixes'!C4","v":45},{"$f":"'Media Mixes'!D4","v":45}]
[null,null,null,null,null,null,null,null,null,null,null,null,null,null,null,null,null,null,null,null,null,null,null,null,null,{"$f":"IF(IF($AA5>=$G$8,1,0)>0,Z4+1,IF($AA5>=$G$8,1,0))","v":2},0.5,null,{"$f":"'Stormwater Treatment Analysis'!$AC$75","v":{"$error":"#REF!"}},null,{"$f":"IF(IF($AF5>=$H$8,1,0)>0,AE4+1,IF($AF5>=$H$8,1,0))","v":2},0.5,null,{"$f":"'Stormwater Treatment Analysis'!$AC$75","v":{"$error":"#REF!"}},null,{"$f":"IF(IF($AK5>=$I$8,1,0)>0,AJ4+1,IF($AK5>=$I$8,1,0))","v":2},0.5,null,{"$f":"'Stormwater Treatment Analysis'!$AC$75","v":{"$error":"#REF!"}},null,{"$f":"IF(IF($AP5>=$J$8,1,0)>0,AO4+1,IF($AP5>=$J$8,1,0))","v":2},0.5,null,{"$f":"'Stormwater Treatment Analysis'!$AC$75","v":{"$error":"#REF!"}},null,{"$error":"#REF!"},{"$error":"#REF!"},null,{"$f":"'Media Mixes'!B5","v":"B&G ECT3"},{"$f":"'Media Mixes'!C5","v":25},{"$f":"'Media Mixes'!D5","v":25}]
[null,"Notes: No loadings from this BMP area and media must match location.",null,null,null,null,"Catchment 1","Catchment 2","Catchment 3","Catchment 4",null,null,null,null,null,null,null,null,null,null,null,null,null,null,null,{"$f":"IF(IF($AA6>=$G$8,1,0)>0,Z5+1,IF($AA6>=$G$8,1,0))","v":3},0.75,null,{"$f":"'Stormwater Treatment Analysis'!$AC$96","v":{"$error":"#REF!"}},null,3,0.75,null,{"$f":"'Stormwater Treatment Analysis'!$AC$96","v":{"$error":"#REF!"}},null,3,0.75,null,{"$f":"'Stormwater Treatment Analysis'!$AC$96","v":{"$error":"#REF!"}},null,3,0.75,null,{"$f":"'Stormwater Treatment Analysis'!$AC$96","v":{"$error":"#REF!"}},null,{"$error":"#REF!"},{"$error":"#REF!"},null,{"$f":"'Media Mixes'!B6","v":"SAT"},{"$f":"'Media Mixes'!C6","v":30},{"$f":"'Media Mixes'!D6","v":60}]
[null,"Contributing catchment area:",null,null,null,null,{"$f":"'Watershed Characteristics'!$G$15-'Watershed Characteristics'!$G$20","v":0},{"$f":"'Watershed Characteristics'!$G$30-'Watershed Characteristics'!$G$35","v":0},{"$f":"'Watershed Characteristics'!$G$45-'Watershed Characteristics'!$G$50","v":0},{"$f":"'Watershed Characteristics'!$G$60-'Watershed Characteristics'!$G$65","v":0},"ac",null,null,null,null,null,null,null,null,null,null,null,null,null,null,4,1,null,{"$f":"'Stormwater Treatment Analysis'!$AC$117","v":{"$error":"#REF!"}},null,4,1,null,{"$f":"'Stormwater Treatment Analysis'!$AC$117","v":{"$error":"#REF!"}},null,4,1,null,{"$f":"'Stormwater Treatment Analysis'!$AC$117","v":{"$error":"#REF!"}},null,4,1,null,{"$f":"'Stormwater Treatment Analysis'!$AC$117","v":{"$error":"#REF!"}},null,{"$error":"#REF!"},{"$error":"#REF!"},null,{"$f":"'Media Mixes'!B7","v":"B&G CTS12"},{"$f":"'Media Mixes'!C7","v":60},{"$f":"'Media Mixes'!D7","v":90}]
[null,"Provided treatment depth:",null,null,null,null,null,null,null,null,"in","REQUIRED REMAINING TREATMENT EFFICIENCIES.",null,null,null,null,null,null,null,null,null,null,null,null,null,5,1.25,null,{"$f":"'Stormwater Treatment Analysis'!$AC$138","v":{"$error":"#REF!"}},null,5,1.25,null,{"$f":"'Stormwater Treatment Analysis'!$AC$138","v":{"$error":"#REF!"}},null,5,1.25,null,{"$f":"'Stormwater Treatment Analysis'!$AC$138","v":{"$error":"#REF!"}},null,5,1.25,null,{"$f":"'Stormwater Treatment Analysis'!$AC$138","v":{"$error":"#REF!"}},null,{"$error":"#REF!"},{"$error":"#REF!"},null,{"$f":"'Media Mixes'!B8","v":"UDM*"},{"$f":"'Media Mixes'!C8","v":0},{"$f":"'Media Mixes'!D8","v":0}]
[null,"Treatment volume provided for treatment depth:",null,null,null,null,{"$f":"IF(ISERROR(($G$8/12)*$G$7)=TRUE,0,($G$8/12)*$G$7)","v":0},{"$f":"IF(ISERROR(($H$8/12)*$H$7)=TRUE,0,($H$8/12)*$H$7)","v":0},{"$f":"IF(ISERROR(($I$8/12)*$I$7)=TRUE,0,($I$8/12)*$I$7)","v":0},{"$f":"IF(ISERROR(($J$8/12)*$J$7)=TRUE,0,($J$8/12)*$J$7)","v":0},"ac-ft",null,null,null,null,null,null,null,null,null,null,null,null,null,null,6,1.5,null,{"$f":"'Stormwater Treatment Analysis'!$AC$159","v":{"$error":"#REF!"}},null,6,1.5,null,{"$f":"'Stormwater Treatment Analysis'!$AC$159","v":{"$error":"#REF!"}},null,6,1.5,null,{"$f":"'Stormwater Treatment Analysis'!$AC$159","v":{"$error":"#REF!"}},null,6,1.5,null,{"$f":"'Stormwater Treatment Analysis'!$AC$159","v":{"$error":"#REF!"}},null,{"$error":"#REF!"},{"$error":"#REF!"}]
[null,"Provided water capture efficiency:",null,null,null,null,{"$f":"IF(ISERROR(IF($G$8>$AA$19,$AC$19,$AB$23+((G8-$AA$23)/($AA$24-$AA$23)*($AB$24-$AB$23))))=TRUE,0,(IF($G$8>$AA$19,$AC$19,$AB$23+((G8-$AA$23)/($AA$24-$AA$23)*($AB$24-$AB$23)))))","v":0},{"$f":"IF(ISERROR(IF($H$8>$AF$19,$AH$19,$AG$23+((H8-$AF$23)/($AF$24-$AF$23)*($AG$24-$AG$23))))=TRUE,0,(IF($H$8>$AF$19,$AH$19,$AG$23+((H8-$AF$23)/($AF$24-$AF$23)*($AG$24-$AG$23)))))","v":0},{"$f":"IF(ISERROR(IF($I$8>$AK$19,$AM$19,$AL$23+((I8-$AK$23)/($AK$24-$AK$23)*($AL$24-$AL$23))))=TRUE,0,(IF($I$8>$AK$19,$AM$19,$AL$23+((I8-$AK$23)/($AK$24-$AK$23)*($AL$24-$AL$23)))))","v":0},{"$f":"IF(ISERROR(IF($J$8>$AP$19,$AR$19,$AQ$23+((J8-$AP$23)/($AP$24-$AP$23)*($AQ$24-$AQ$23))))=TRUE,0,(IF($J$8>$AP$19,$AR$19,$AQ$23+((J8-$AP$23)/($AP$24-$AP$23)*($AQ$24-$AQ$23)))))","v":0},"%",null,null,null,null,null,null,null,null,null,null,null,null,null,null,7,1.75,null,{"$f":"'Stormwater Treatment Analysis'!$AC$180","v":{"$error":"#REF!"}},null,7,1.75,null,{"$f":"'Stormwater Treatment Analysis'!$AC$180","v":{"$error":"#REF!"}},null,7,1.75,null,{"$f":"'Stormwater Treatment Analysis'!$AC$180","v":{"$error":"#REF!"}},null,7,1.75,null,{"$f":"'Stormwater Treatment Analysis'!$AC$180","v":{"$error":"#REF!"}},null,{"$error":"#REF!"},{"$error":"#REF!"},"Catch1",{"$f":"G13","v":0},{"$f":"VLOOKUP(AW10,$AW$3:$AY$8,2,FALSE)","v":{"$error":"#N/A"}},{"$f":"VLOOKUP(AW10,$AW$3:$AY$8,3,FALSE)","v":{"$error":"#N/A"}}]
[null,"Required treatment efficiency (Nitrogen):",null,null,null,null,{"$f":"IF(G8=\"\",\"\",'Watershed Characteristics'!$AE$46)","v":""},{"$f":"IF(H8=\"\",\"\",'Watershed Characteristics'!$AE$47)","v":""},{"$f":"IF(I8=\"\",\"\",'Watershed Characteristics'!$AE$48)","v":""},{"$f":"IF(J8=\"\",\"\",'Watershed Characteristics'!$AE$49)","v":""},"%",null,null,null,null,null,null,null,null,null,null,null,null,null,null,8,2,null,{"$f":"'Stormwater Treatment Analysis'!$AC$201","v":{"$error":"#REF!"}},null,8,2,null,{"$f":"'Stormwater Treatment Analysis'!$AC$201","v":{"$error":"#REF!"}},null,8,2,null,{"$f":"'Stormwater Treatment Analysis'!$AC$201","v":{"$error":"#REF!"}},null,8,2,null,{"$f":"'Stormwater Treatment Analysis'!$AC$201","v":{"$error":"#REF!"}},null,{"$error":"#REF!"},{"$error":"#REF!"},"Catch 2",{"$f":"H13","v":0},{"$f":"VLOOKUP(AW11,$AW$3:$AY$8,2,FALSE)","v":{"$error":"#N/A"}},{"$f":"VLOOKUP(AW11,$AW$3:$AY$8,3,FALSE)","v":{"$error":"#N/A"}},null,"N:","P:"]
[null,"Required treatment efficiency (Phosphorus):",null,null,null,null,{"$f":"IF(G8=\"\",\"\",'Watershed Characteristics'!$AF$46)","v":""},{"$f":"IF(H8=\"\",\"\",'Watershed Characteristics'!$AF$47)","v":""},{"$f":"IF(I8=\"\",\"\",'Watershed Characteristics'!$AF$48)","v":""},{"$f":"IF(J8=\"\",\"\",'Watershed Characteristics'!$AF$49)","v":""},"%",null,null,null,null,null,null,null,null,null,null,null,null,null,null,9,2.25,null,{"$f":"'Stormwater Treatment Analysis'!$AC$222","v":{"$error":"#REF!"}},null,9,2.25,null,{"$f":"'Stormwater Treatment Analysis'!$AC$222","v":{"$error":"#REF!"}},null,9,2.25,null,{"$f":"'Stormwater Treatment Analysis'!$AC$222","v":{"$error":"#REF!"}},null,9,2.25,null,{"$f":"'Stormwater Treatment Analysis'!$AC$222","v":{"$error":"#REF!"}},null,{"$error":"#REF!"},{"$error":"#REF!"},"Catch 3",{"$f":"I13","v":0},{"$f":"VLOOKUP(AW12,$AW$3:$AY$8,2,FALSE)","v":{"$error":"#N/A"}},{"$f":"VLOOKUP(AW12,$AW$3:$AY$8,3,FALSE)","v":{"$error":"#N/A"}},null,40,75]
[null,"Type of media mixes:",null,null,null,null,null,null,null,null,null,null,null,null,null,null,null,null,"Catchment 1","Catchment 2","Catchment 3","Catchment 4",null,null,null,10,2.5,null,{"$f":"'Stormwater Treatment Analysis'!$AC$243","v":{"$error":"#REF!"}},null,10,2.5,null,{"$f":"'Stormwater Treatment Analysis'!$AC$243","v":{"$error":"#REF!"}},null,10,2.5,null,{"$f":"'Stormwater Treatment Analysis'!$AC$243","v":{"$error":"#REF!"}},null,10,2.5,null,{"$f":"'Stormwater Treatment Analysis'!$AC$243","v":{"$error":"#REF!"}},null,{"$error":"#REF!"},{"$error":"#REF!"},"Catch 4",{"$f":"J13","v":0},{"$f":"VLOOKUP(AW13,$AW$3:$AY$8,2,FALSE)","v":{"$error":"#N/A"}},{"$f":"VLOOKUP(AW13,$AW$3:$AY$8,3,FALSE)","v":{"$error":"#N/A"}},null,50,85]
[null,"Provided treatment efficiency (Nitrogen):",null,null,null,null,{"$f":"IFERROR(IF(G8=\"\", \"\", ('Watershed Characteristics'!T19-((1-($G$10/100))*'Watershed Characteristics'!T19+('Underdrain Biofiltration'!G10/100)*'Watershed Characteristics'!T19*(1-($AX$10/100))))/'Watershed Characteristics'!T19*100), \"\")","v":""},{"$f":"IFERROR(IF($H$8=\"\",\"\",('Watershed Characteristics'!T34-((1-($H$10/100))*'Watershed Characteristics'!T34+('Underdrain Biofiltration'!H10/100)*'Watershed Characteristics'!T34*(1-($AX$11/100))))/'Watershed Characteristics'!T34*100), \"\")","v":""},{"$f":"IFERROR(IF($I$8=\"\",\"\",('Watershed Characteristics'!T49-((1-($I$10/100))*'Watershed Characteristics'!T49+('Underdrain Biofiltration'!I10/100)*'Watershed Characteristics'!T49*(1-($AX$12/100))))/'Watershed Characteristics'!T49*100), \"\")","v":""},{"$f":"IFERROR(IF($J$8=\"\",\"\",('Watershed Characteristics'!T64-((1-($J$10/100))*'Watershed Characteristics'!T64+('Underdrain Biofiltration'!J10/100)*'Watershed Characteristics'!T64*(1-($AX$13/100))))/'Watershed Characteristics'!T64*100), \"\")","v":""},"%","Remaining treatment efficiency needed (Nitrogen):",null,null,null,null,null,null,{"$f":"IF(ISERROR(IF(((($G$11/100)-($G$14/100))*100)<0,0,(($G$11/100)-($G$14/100))*100)=TRUE),\"\",(IF((($G$11/100)-($G$14/100))*100<0,0,(($G$11/100)-($G$14/100))*100)))","v":""},{"$f":"IF(ISERROR(IF(((($H$11/100)-($H$14/100))*100)<0,0,(($H$11/100)-($H$14/100))*100)=TRUE),\"\",(IF((($H$11/100)-($H$14/100))*100<0,0,(($H$11/100)-($H$14/100))*100)))","v":""},{"$f":"IF(ISERROR(IF(((($I$11/100)-($I$14/100))*100)<0,0,(($I$11/100)-($I$14/100))*100)=TRUE),\"\",(IF((($I$11/100)-($I$14/100))*100<0,0,(($I$11/100)-($I$14/100))*100)))","v":""},{"$f":"IF(ISERROR(IF(((($J$11/100)-($J$14/100))*100)<0,0,(($J$11/100)-($J$14/100))*100)=TRUE),\"\",(IF((($J$11/100)-($J$14/100))*100<0,0,(($J$11/100)-($J$14/100))*100)))","v":""},"%",null,null,11,2.75,null,{"$f":"'Stormwater Treatment Analysis'!$AC$264","v":{"$error":"#REF!"}},null,11,2.75,null,{"$f":"'Stormwater Treatment Analysis'!$AC$264","v":{"$error":"#REF!"}},null,11,2.75,null,{"$f":"'Stormwater Treatment Analysis'!$AC$264","v":{"$error":"#REF!"}},null,11,2.75,null,{"$f":"'Stormwater Treatment Analysis'!$AC$264","v":{"$error":"#REF!"}},null,{"$error":"#REF!"},{"$error":"#REF!"},null,null,null,null,null,60,90]
[null,"Provided treatment efficiency (Phosphorus):",null,null,null,null,{"$f":"IFERROR(IF(G8=\"\", \"\", ('Watershed Characteristics'!T20-((1-($G$10/100))*'Watershed Characteristics'!T20+('Underdrain Biofiltration'!G10/100)*'Watershed Characteristics'!T20*(1-($AX$10/100))))/'Watershed Characteristics'!T20*100), \"\")","v":""},{"$f":"IFERROR(IF($H$8=\"\",\"\",('Watershed Characteristics'!T35-((1-($H$10/100))*'Watershed Characteristics'!T35+('Underdrain Biofiltration'!H10/100)*'Watershed Characteristics'!T35*(1-($AY$11/100))))/'Watershed Characteristics'!T35*100), \"\")","v":""},{"$f":"IFERROR(IF($I$8=\"\",\"\",('Watershed Characteristics'!T50-((1-($I$10/100))*'Watershed Characteristics'!T50+('Underdrain Biofiltration'!I10/100)*'Watershed Characteristics'!T50*(1-($AY$12/100))))/'Watershed Characteristics'!T50*100), \"\")","v":""},{"$f":"IFERROR(IF($J$8=\"\",\"\",('Watershed Characteristics'!T65-((1-($J$10/100))*'Watershed Characteristics'!T65+('Underdrain Biofiltration'!J10/100)*'Watershed Characteristics'!T65*(1-($AY$13/100))))/'Watershed Characteristics'!T65*100), \"\")","v":""},"%","Remaining treatment efficiency needed (Phosphorus):",null,null,null,null,null,null,{"$f":"IF(ISERROR(IF(((($G$12/100)-($G$15/100))*100)<0,0,(($G$12/100)-($G$15/100))*100)=TRUE),\"\",(IF((($G$12/100)-($G$15/100))*100<0,0,(($G$12/100)-($G$15/100))*100)))","v":""},{"$f":"IF(ISERROR(IF(((($H$12/100)-($H$15/100))*100)<0,0,(($H$12/100)-($H$15/100))*100)=TRUE),\"\",(IF((($H$12/100)-($H$15/100))*100<0,0,(($H$12/100)-($H$15/100))*100)))","v":""},{"$f":"IF(ISERROR(IF(((($I$12/100)-($I$15/100))*100)<0,0,(($I$12/100)-($I$15/100))*100)=TRUE),\"\",(IF((($I$12/100)-($I$15/100))*100<0,0,(($I$12/100)-($I$15/100))*100)))","v":""},{"$f":"IF(ISERROR(IF(((($J$12/100)-($J$15/100))*100)<0,0,(($J$12/100)-($J$15/100))*100)=TRUE),\"\",(IF((($J$12/100)-($J$15/100))*100<0,0,(($J$12/100)-($J$15/100))*100)))","v":""},"%",null,null,12,3,null,{"$f":"'Stormwater Treatment Analysis'!$AC$285","v":{"$error":"#REF!"}},null,12,3,null,{"$f":"'Stormwater Treatment Analysis'!$AC$285","v":{"$error":"#REF!"}},null,12,3,null,{"$f":"'Stormwater Treatment Analysis'!$AC$285","v":{"$error":"#REF!"}},null,12,3,null,{"$f":"'Stormwater Treatment Analysis'!$AC$285","v":{"$error":"#REF!"}},null,{"$error":"#REF!"},{"$error":"#REF!"}]
[null,"Is this effluent filtration for a wet detention pond?",null,null,null,null,null,null,null,null,null,null,null,null,null,null,null,null,null,null,null,null,null,null,null,13,3.25,null,{"$f":"'Stormwater Treatment Analysis'!$AC$306","v":{"$error":"#REF!"}},null,13,3.25,null,{"$f":"'Stormwater Treatment Analysis'!$AC$306","v":{"$error":"#REF!"}},null,13,3.25,null,{"$f":"'Stormwater Treatment Analysis'!$AC$306","v":{"$error":"#REF!"}},null,13,3.25,null,{"$f":"'Stormwater Treatment Analysis'!$AC$306","v":{"$error":"#REF!"}},null,{"$error":"#REF!"},{"$error":"#REF!"}]
[null,null,null,null,null,null,null,null,null,null,null,null,null,null,null,null,null,null,null,null,null,null,null,null,null,14,3.5,null,{"$f":"'Stormwater Treatment Analysis'!$AC$327","v":{"$error":"#REF!"}},null,14,3.5,null,{"$f":"'Stormwater Treatment Analysis'!$AC$327","v":{"$error":"#REF!"}},null,14,3.5,null,{"$f":"'Stormwater Treatment Analysis'!$AC$327","v":{"$error":"#REF!"}},null,14,3.5,null,{"$f":"'Stormwater Treatment Analysis'!$AC$327","v":{"$error":"#REF!"}},null,{"$error":"#REF!"},{"$error":"#REF!"}]
[null,"ERROR MESSAGE WINDOW FOR FILTRATION INCLUDING BIOFILTRATION:",null,null,null,null,null,null,null,null,null,null,null,null,null,null,null,null,null,null,null,null,null,null,null,15,3.75,null,{"$f":"'Stormwater Treatment Analysis'!$AC$348","v":{"$error":"#REF!"}},null,15,3.75,null,{"$f":"'Stormwater Treatment Analysis'!$AC$348","v":{"$error":"#REF!"}},null,15,3.75,null,{"$f":"'Stormwater Treatment Analysis'!$AC$348","v":{"$error":"#REF!"}},null,15,3.75,null,{"$f":"'Stormwater Treatment Analysis'!$AC$348","v":{"$error":"#REF!"}},null,{"$error":"#REF!"},{"$error":"#REF!"}]
[null,null,null,null,null,null,null,null,null,null,null,null,null,null,null,null,null,null,null,null,null,null,null,null,null,16,4,null,{"$f":"'Stormwater Treatment Analysis'!$AC$369","v":{"$error":"#REF!"}},null,16,4,null,{"$f":"'Stormwater Treatment Analysis'!$AC$369","v":{"$error":"#REF!"}},null,16,4,null,{"$f":"'Stormwater Treatment Analysis'!$AC$369","v":{"$error":"#REF!"}},null,16,4,null,{"$f":"'Stormwater Treatment Analysis'!$AC$369","v":{"$error":"#REF!"}},null,{"$error":"#REF!"},{"$error":"#REF!"}]
[null,{"$f":"IF($G$8>$AC$19,\"WARNING: THE REQUIRED TREATMENT EFFICIENCY EXCEEDS THE HIGHEST TREATMENT EFFICIENCY ASSOCIATED WITH MAXIMUM RETENTION OF 4.00 INCHES (SEE APPENDIX D OF THE HARPER REPORT DATED JUNE 2007). THE SPREADSHEET WILL UTILIZE 4.00 INCHES FOR VOLUME COMPUTATION.\",\" \")","v":{"$error":"#REF!"}}]
[null,null,null,null,null,null,null,null,null,null,null,null,null,null,null,null,null,null,null,null,null,null,null,null,null,"Interpolation for Retention Amount:",null,null,null,null,"Interpolation for Retention Amount:",null,null,null,null,"Interpolation for Retention Amount:",null,null,null,null,"Interpolation for Retention Amount:"]
[]
[null,null,null,null,null,null,null,null,null,null,null,null,null,null,null,null,null,null,null,null,null,null,null,null,null,null,{"$f":"VLOOKUP(0,Z3:AC19,2)","v":0},{"$f":"VLOOKUP(0,Z3:AC19,4)","v":0},null,null,null,{"$f":"VLOOKUP(0,AE3:AH19,2)","v":0},{"$f":"VLOOKUP(0,AE3:AH19,4)","v":0},null,null,null,{"$f":"VLOOKUP(0,AJ3:AM19,2)","v":0},{"$f":"VLOOKUP(0,AJ3:AM19,4)","v":0},null,null,null,{"$f":"VLOOKUP(0,AO3:AR19,2)","v":0},{"$f":"VLOOKUP(0,AO3:AR19,4)","v":0}]
[null,null,null,null,null,null,null,null,null,null,null,null,null,null,null,null,null,null,null,null,null,null,null,null,null,null,{"$f":"VLOOKUP(1,Z3:AC19,2)","v":0.25},{"$f":"VLOOKUP(1,Z3:AC19,4)","v":{"$error":"#REF!"}},null,null,null,{"$f":"VLOOKUP(1,AE3:AH19,2)","v":0.25},{"$f":"VLOOKUP(1,AE3:AH19,4)","v":{"$error":"#REF!"}},null,null,null,{"$f":"VLOOKUP(1,AJ3:AM19,2)","v":0.25},{"$f":"VLOOKUP(1,AJ3:AM19,4)","v":{"$error":"#REF!"}},null,null,null,{"$f":"VLOOKUP(1,AO3:AR19,2)","v":0.25},{"$f":"VLOOKUP(1,AO3:AR19,4)","v":{"$error":"#REF!"}}]
[null,null,null,null,null,null,null,null,"NOTE FOR TREATMENT EFFICIENCY GRAPH:"]
[null,null,null,null,null,null,null,null,null,null,null,null,null,null,null,null,null,null,null,null,null,null,null,null,null,"Catchment 1",null,"Catchment 2","Catchment 3","Catchment 4"]
[null,null,null,null,null,null,null,null,null,null,null,null,null,null,null,null,null,null,null,null,null,null,null,null,null,"Mass of N leaving [kg/yr]",{"$f":"IF(G8=0,\"\",G14)","v":""},{"$f":"IF(H8=0,\"\",H14)","v":""},{"$f":"IF(I8=0,\"\",I14)","v":""},{"$f":"IF(J8=0,\"\",J14)","v":""},null,null,"Catchment 1","Catchment 2","Catchment 3","Catchment 4"]
[null,null,null,null,null,null,null,null,"The purpose of this graph is to help illustrate the treatment efficiency of the system as the function of retention depth. The graph illustrates that there is a point of diminished return as the retention depth is substantially increased. Therefore, to provide the most economical BMP treatment system, other alternatives such as \"treatment trains\" and compensatory treatment should be considered.",null,null,null,null,null,null,null,null,null,null,null,null,null,null,null,null,"Mass of P leaving [kg/yr]",{"$f":"IF(G8=0,\"\",G15)","v":""},{"$f":"IF(H8=0,\"\",H15)","v":""},{"$f":"IF(I8=0,\"\",I15)","v":""},{"$f":"IF(J8=0,\"\",J15)","v":""},null,"N",{"$f":"AI55","v":""},{"$f":"AI65","v":""},{"$f":"AI75","v":""},{"$f":"AI85","v":""}]
[null,null,null,null,null,null,null,null,null,null,null,null,null,null,null,null,null,null,null,null,null,null,null,null,null,null,null,null,null,null,null,"P",{"$f":"AI60","v":""},{"$f":"AI70","v":""},{"$f":"AI80","v":""},{"$f":"AI90","v":""}]
[]
[]
[null,null,null,null,null,null,null,null,null,null,null,null,null,null,null,null,null,null,null,null,null,null,null,null,null,null,"N","P","N","P","N","P","N","P","Retention Amount:","Efficiency Provided:"]
[null,null,null,null,null,null,null,null,null,null,null,null,null,null,null,null,null,null,null,null,null,null,null,null,null,null,0,0,0,0,0,0,0,0,0,null,0]
[null,null,null,null,null,null,null,null,null,null,null,null,null,null,null,null,null,null,null,null,null,null,null,null,null,null,{"$f":"IF(IF(AK34>=$G$14,1,0)>0,AA33+1,IF(AK34>=$G$14,1,0))","v":{"$error":"#REF!"}},{"$f":"IF(IF(AK34>=$G$15,1,0)>0,AB33+1,IF(AK34>=$G$15,1,0))","v":{"$error":"#REF!"}},{"$f":"IF(IF(AK34>=$H$14,1,0)>0,AC33+1,IF(AK34>=$H$14,1,0))","v":{"$error":"#REF!"}},{"$f":"IF(IF(AK34>=$H$15,1,0)>0,AD33+1,IF(AK34>=$H$15,1,0))","v":{"$error":"#REF!"}},{"$f":"IF(IF(AK34>=$I$14,1,0)>0,AE33+1,IF(AK34>=$I$14,1,0))","v":{"$error":"#REF!"}},{"$f":"IF(IF(AK34>=$I$15,1,0)>0,AF33+1,IF(AK34>=$I$15,1,0))","v":{"$error":"#REF!"}},{"$f":"IF(IF(AK34>=$J$14,1,0)>0,AG33+1,IF(AK34>=$J$14,1,0))","v":{"$error":"#REF!"}},{"$f":"IF(IF(AK34>=$J$15,1,0)>0,AH33+1,IF(AK34>=$J$15,1,0))","v":{"$error":"#REF!"}},0.25,null,{"$f":"AC4","v":{"$error":"#REF!"}}]
[null,null,null,null,null,null,null,null,null,null,null,null,null,null,null,null,null,null,null,null,null,null,null,null,null,null,{"$f":"IF(IF(AK35>=$G$14,1,0)>0,AA34+1,IF(AK35>=$G$14,1,0))","v":{"$error":"#REF!"}},{"$f":"IF(IF(AK35>=$G$15,1,0)>0,AB34+1,IF(AK35>=$G$15,1,0))","v":{"$error":"#REF!"}},{"$f":"IF(IF(AK35>=$H$14,1,0)>0,AC34+1,IF(AK35>=$H$14,1,0))","v":{"$error":"#REF!"}},{"$f":"IF(IF(AK35>=$H$15,1,0)>0,AD34+1,IF(AK35>=$H$15,1,0))","v":{"$error":"#REF!"}},{"$f":"IF(IF(AK35>=$I$14,1,0)>0,AE34+1,IF(AK35>=$I$14,1,0))","v":{"$error":"#REF!"}},{"$f":"IF(IF(AK35>=$I$15,1,0)>0,AF34+1,IF(AK35>=$I$15,1,0))","v":{"$error":"#REF!"}},{"$f":"IF(IF(AK35>=$J$14,1,0)>0,AG34+1,IF(AK35>=$J$14,1,0))","v":{"$error":"#REF!"}},{"$f":"IF(IF(AK35>=$J$15,1,0)>0,AH34+1,IF(AK35>=$J$15,1,0))","v":{"$error":"#REF!"}},0.5,null,{"$f":"AC5","v":{"$error":"#REF!"}}]
[null,null,null,null,null,null,null,null,null,null,null,null,null,null,null,null,null,null,null,null,null,null,null,null,null,null,{"$error":"#REF!"},{"$error":"#REF!"},{"$error":"#REF!"},{"$error":"#REF!"},{"$error":"#REF!"},{"$error":"#REF!"},{"$error":"#REF!"},{"$error":"#REF!"},0.75,null,{"$error":"#REF!"}]
[null,null,null,null,null,null,null,null,null,null,null,null,null,null,null,null,null,null,null,null,null,null,null,null,null,null,{"$error":"#REF!"},{"$error":"#REF!"},{"$error":"#REF!"},{"$error":"#REF!"},{"$error":"#REF!"},{"$error":"#REF!"},{"$error":"#REF!"},{"$error":"#REF!"},1,null,{"$error":"#REF!"}]
[null,null,null,null,null,null,null,null,null,null,null,null,null,null,null,null,null,null,null,null,null,null,null,null,null,null,{"$error":"#REF!"},{"$error":"#REF!"},{"$error":"#REF!"},{"$error":"#REF!"},{"$error":"#REF!"},{"$error":"#REF!"},{"$error":"#REF!"},{"$error":"#REF!"},1.25,null,{"$error":"#REF!"}]
[null,null,null,null,null,null,null,null,null,null,null,null,null,null,null,null,null,null,null,null,null,null,null,null,null,null,{"$error":"#REF!"},{"$error":"#REF!"},{"$error":"#REF!"},{"$error":"#REF!"},{"$error":"#REF!"},{"$error":"#REF!"},{"$error":"#REF!"},{"$error":"#REF!"},1.5,null,{"$error":"#REF!"}]
[null,null,null,null,null,null,null,null,null,null,null,null,null,null,null,null,null,null,null,null,null,null,null,null,null,null,{"$error":"#REF!"},{"$error":"#REF!"},{"$error":"#REF!"},{"$error":"#REF!"},{"$error":"#REF!"},{"$error":"#REF!"},{"$error":"#REF!"},{"$error":"#REF!"},1.75,null,{"$error":"#REF!"}]
[null,null,null,null,null,null,null,null,null,null,null,"Source of Graphic: Stormwater Management Academy, University of Central Florida",null,null,null,null,null,null,null,null,null,null,null,null,null,null,{"$error":"#REF!"},{"$error":"#REF!"},{"$error":"#REF!"},{"$error":"#REF!"},{"$error":"#REF!"},{"$error":"#REF!"},{"$error":"#REF!"},{"$error":"#REF!"},2,null,{"$error":"#REF!"}]
[null,null,null,null,null,null,null,null,null,null,null,null,null,null,null,null,null,null,null,null,null,null,null,null,null,null,{"$error":"#REF!"},{"$error":"#REF!"},{"$error":"#REF!"},{"$error":"#REF!"},{"$error":"#REF!"},{"$error":"#REF!"},{"$error":"#REF!"},{"$error":"#REF!"},2.25,null,{"$error":"#REF!"}]
[null,null,null,null,null,null,null,null,null,null,null,null,null,null,null,null,null,null,null,null,null,null,null,null,null,null,{"$error":"#REF!"},{"$error":"#REF!"},{"$error":"#REF!"},{"$error":"#REF!"},{"$error":"#REF!"},{"$error":"#REF!"},{"$error":"#REF!"},{"$error":"#REF!"},2.5,null,{"$error":"#REF!"}]
[null,null,null,null,null,null,null,null,null,null,null,null,null,null,null,null,null,null,null,null,null,null,null,null,null,null,{"$error":"#REF!"},{"$error":"#REF!"},{"$error":"#REF!"},{"$error":"#REF!"},{"$error":"#REF!"},{"$error":"#REF!"},{"$error":"#REF!"},{"$error":"#REF!"},2.75,null,{"$error":"#REF!"}]
[null,null,null,null,null,null,null,null,null,null,null,null,null,null,null,null,null,null,null,null,null,null,null,null,null,null,{"$error":"#REF!"},{"$error":"#REF!"},{"$error":"#REF!"},{"$error":"#REF!"},{"$error":"#REF!"},{"$error":"#REF!"},{"$error":"#REF!"},{"$error":"#REF!"},3,null,{"$error":"#REF!"}]
[null,null,null,null,null,null,null,null,null,null,null,null,null,null,null,null,null,null,null,null,null,null,null,null,null,null,{"$error":"#REF!"},{"$error":"#REF!"},{"$error":"#REF!"},{"$error":"#REF!"},{"$error":"#REF!"},{"$error":"#REF!"},{"$error":"#REF!"},{"$error":"#REF!"},3.25,null,{"$error":"#REF!"}]
[null,null,null,null,null,null,null,null,null,null,null,null,null,null,null,null,null,null,null,null,null,null,null,null,null,null,{"$error":"#REF!"},{"$error":"#REF!"},{"$error":"#REF!"},{"$error":"#REF!"},{"$error":"#REF!"},{"$error":"#REF!"},{"$error":"#REF!"},{"$error":"#REF!"},3.5,null,{"$error":"#REF!"}]
[null,null,null,null,null,null,null,null,null,null,null,null,null,null,null,null,null,null,null,null,null,null,null,null,null,null,{"$error":"#REF!"},{"$error":"#REF!"},{"$error":"#REF!"},{"$error":"#REF!"},{"$error":"#REF!"},{"$error":"#REF!"},{"$error":"#REF!"},{"$error":"#REF!"},3.75,null,{"$error":"#REF!"}]
[null,null,null,null,null,null,null,null,null,null,null,null,null,null,null,null,null,null,null,null,null,null,null,null,null,null,{"$error":"#REF!"},{"$error":"#REF!"},{"$error":"#REF!"},{"$error":"#REF!"},{"$error":"#REF!"},{"$error":"#REF!"},{"$error":"#REF!"},{"$error":"#REF!"},4,null,{"$error":"#REF!"}]
[]
[null,null,null,null,null,null,null,null,null,null,null,null,null,null,null,null,null,null,null,null,null,null,null,null,null,null,null,null,null,null,null,null,null,"Interpolation for Retention Amount:"]
[null,null,null,null,null,null,null,null,null,null,null,null,null,null,null,null,null,null,null,null,null,null,null,null,null,null,null,null,null,null,null,null,null,null,"Catch 1"]
[null,null,null,null,null,null,null,null,null,null,null,null,null,null,null,null,null,null,null,null,null,null,null,null,null,null,null,null,null,null,null,null,null,null,{"$f":"VLOOKUP(0,AA33:AK49,9)","v":0},{"$f":"VLOOKUP(0,AA33:AK49,11)","v":0}]
[null,null,null,null,null,null,null,null,null,null,null,null,null,null,null,null,null,null,null,null,null,null,null,null,null,null,null,null,null,null,null,null,null,null,{"$f":"VLOOKUP(1,AA33:AK49,9)","v":0},{"$f":"VLOOKUP(1,AA33:AK49,11)","v":0}]
[null,null,null,null,null,null,null,null,null,null,null,null,null,null,null,null,null,null,null,null,null,null,null,null,null,null,null,null,null,null,null,null,null,"N",{"$f":"IF($G$14=\"\",\"\",(IF($G$14>AK49,AI49,AI53+(($G$14-AJ53)/(AJ54-AJ53)*(AI54-AI53)))))","v":""}]
[]
[null,null,null,null,null,null,null,null,null,null,null,null,null,null,null,null,null,null,null,null,null,null,null,null,null,null,null,null,null,null,null,null,null,null,"Catch 1"]
[null,null,null,null,null,null,null,null,null,null,null,null,null,null,null,null,null,null,null,null,null,null,null,null,null,null,null,null,null,null,null,null,null,null,{"$f":"VLOOKUP(0,AB33:AK49,8)","v":0},{"$f":"VLOOKUP(0,AB33:AK49,10)","v":0}]
[null,null,null,null,null,null,null,null,null,null,null,null,null,null,null,null,null,null,null,null,null,null,null,null,null,null,null,null,null,null,null,null,null,null,{"$f":"VLOOKUP(1,AB33:AK49,8)","v":0},{"$f":"VLOOKUP(1,AB33:AK49,10)","v":0}]
[null,null,null,null,null,null,null,null,null,null,null,null,null,null,null,null,null,null,null,null,null,null,null,null,null,null,null,null,null,null,null,null,null,"P",{"$f":"IF($G$15=\"\",\"\",(IF($G$15>AK49,AI49,AI58+(($G$15-AJ58)/(AJ59-AJ58)*(AI59-AI58)))))","v":""}]
[]
[null,null,null,null,null,null,null,null,null,null,null,null,null,null,null,null,null,null,null,null,null,null,null,null,null,null,null,null,null,null,null,null,null,null,"Catch 2"]
[null,null,null,null,null,null,null,null,null,null,null,null,null,null,null,null,null,null,null,null,null,null,null,null,null,null,null,null,null,null,null,null,null,null,{"$f":"VLOOKUP(0,AC33:AK49,7)","v":0},{"$f":"VLOOKUP(0,AC33:AK49,9)","v":0}]
[null,null,null,null,null,null,null,null,null,null,null,null,null,null,null,null,null,null,null,null,null,null,null,null,null,null,null,null,null,null,null,null,null,null,{"$f":"VLOOKUP(1,AC33:AK49,7)","v":0},{"$f":"VLOOKUP(1,AC33:AK49,9)","v":0}]
[null,null,null,null,null,null,null,null,null,null,null,null,null,null,null,null,null,null,null,null,null,null,null,null,null,null,null,null,null,null,null,null,null,"N",{"$f":"IF($H$14=\"\",\"\",(IF($H$14>AK49,AI49,AI63+(($H$14-AJ63)/(AJ64-AJ63)*(AI64-AI63)))))","v":""}]
[]
[null,null,null,null,null,null,null,null,null,null,null,null,null,null,null,null,null,null,null,null,null,null,null,null,null,null,null,null,null,null,null,null,null,null,"Catch 2"]
[null,null,null,null,null,null,null,null,null,null,null,null,null,null,null,null,null,null,null,null,null,null,null,null,null,null,null,null,null,null,null,null,null,null,{"$f":"VLOOKUP(0,AD33:AK49,6)","v":0},{"$f":"VLOOKUP(0,AD33:AK49,8)","v":0}]
[null,null,null,null,null,null,null,null,null,null,null,null,null,null,null,null,null,null,null,null,null,null,null,null,null,null,null,null,null,null,null,null,null,null,{"$f":"VLOOKUP(1,AD33:AK49,6)","v":0},{"$f":"VLOOKUP(1,AD33:AK49,8)","v":0}]
[null,null,null,null,null,null,null,null,null,null,null,null,null,null,null,null,null,null,null,null,null,null,null,null,null,null,null,null,null,null,null,null,null,"P",{"$f":"IF($H$15=\"\",\"\",(IF($H$15>AK49,AI49,AI68+(($H$15-AJ68)/(AJ69-AJ68)*(AI69-AI68)))))","v":""}]
[]
[null,null,null,null,null,null,null,null,null,null,null,null,null,null,null,null,null,null,null,null,null,null,null,null,null,null,null,null,null,null,null,null,null,null,"Catch 3"]
[null,null,null,null,null,null,null,null,null,null,null,null,null,null,null,null,null,null,null,null,null,null,null,null,null,null,null,null,null,null,null,null,null,null,{"$f":"VLOOKUP(0,AE33:AK49,5)","v":0},{"$f":"VLOOKUP(0,AE33:AK49,7)","v":0}]
[null,null,null,null,null,null,null,null,null,null,null,null,null,null,null,null,null,null,null,null,null,null,null,null,null,null,null,null,null,null,null,null,null,null,{"$f":"VLOOKUP(1,AE33:AK49,5)","v":0},{"$f":"VLOOKUP(1,AE33:AK49,7)","v":0}]
[null,null,null,null,null,null,null,null,null,null,null,null,null,null,null,null,null,null,null,null,null,null,null,null,null,null,null,null,null,null,null,null,null,"N",{"$f":"IF($I$14=\"\",\"\",(IF($I$14>AK49,AI49,AI73+(($I$14-AJ73)/(AJ74-AJ73)*(AI74-AI73)))))","v":""}]
[]
[null,null,null,null,null,null,null,null,null,null,null,null,null,null,null,null,null,null,null,null,null,null,null,null,null,null,null,null,null,null,null,null,null,null,"Catch 3"]
[null,null,null,null,null,null,null,null,null,null,null,null,null,null,null,null,null,null,null,null,null,null,null,null,null,null,null,null,null,null,null,null,null,null,{"$f":"VLOOKUP(0,AF33:AK49,4)","v":0},{"$f":"VLOOKUP(0,AF33:AK49,6)","v":0}]
[null,null,null,null,null,null,null,null,null,null,null,null,null,null,null,null,null,null,null,null,null,null,null,null,null,null,null,null,null,null,null,null,null,null,{"$f":"VLOOKUP(1,AF33:AK49,4)","v":0},{"$f":"VLOOKUP(1,AF33:AK49,6)","v":0}]
[null,null,null,null,null,null,null,null,null,null,null,null,null,null,null,null,null,null,null,null,null,null,null,null,null,null,null,null,null,null,null,null,null,"P",{"$f":"IF($I$15=\"\",\"\",(IF($I$15>AK49,AI49,AI78+(($I$15-AJ78)/(AJ79-AJ78)*(AI79-AI78)))))","v":""}]
[]
[null,null,null,null,null,null,null,null,null,null,null,null,null,null,null,null,null,null,null,null,null,null,null,null,null,null,null,null,null,null,null,null,null,null,"Catch 4"]
[null,null,null,null,null,null,null,null,null,null,null,null,null,null,null,null,null,null,null,null,null,null,null,null,null,null,null,null,null,null,null,null,null,null,{"$f":"VLOOKUP(0,AG33:AK49,3)","v":0},{"$f":"VLOOKUP(0,AG33:AK49,5)","v":0}]
[null,null,null,null,null,null,null,null,null,null,null,null,null,null,null,null,null,null,null,null,null,null,null,null,null,null,null,null,null,null,null,null,null,null,{"$f":"VLOOKUP(1,AG33:AK49,3)","v":0},{"$f":"VLOOKUP(1,AG33:AK49,5)","v":0}]
[null,null,null,null,null,null,null,null,null,null,null,null,null,null,null,null,null,null,null,null,null,null,null,null,null,null,null,null,null,null,null,null,null,"N",{"$f":"IF($J$14=\"\",\"\",(IF($J$14>AK49,AI49,AI83+(($J$14-AJ83)/(AJ84-AJ83)*(AI84-AI83)))))","v":""}]
[]
[null,null,null,null,null,null,null,null,null,null,null,null,null,null,null,null,null,null,null,null,null,null,null,null,null,null,null,null,null,null,null,null,null,null,"Catch 4"]
[null,null,null,null,null,null,null,null,null,null,null,null,null,null,null,null,null,null,null,null,null,null,null,null,null,null,null,null,null,null,null,null,null,null,{"$f":"VLOOKUP(0,AH33:AK49,2)","v":0},{"$f":"VLOOKUP(0,AH33:AK49,4)","v":0}]
[null,null,null,null,null,null,null,null,null,null,null,null,null,null,null,null,null,null,null,null,null,null,null,null,null,null,null,null,null,null,null,null,null,null,{"$f":"VLOOKUP(1,AH33:AK49,2)","v":0},{"$f":"VLOOKUP(1,AH33:AK49,4)","v":0}]
[null,null,null,null,null,null,null,null,null,null,null,null,null,null,null,null,null,null,null,null,null,null,null,null,null,null,null,null,null,null,null,null,null,"P",{"$f":"IF($J$15=\"\",\"\",(IF($J$15>AK49,AI49,AI88+(($J$15-AJ88)/(AJ89-AJ88)*(AI89-AI88)))))","v":""}]

{"sheet":"Underdrain Spacing Calculations","index":9,"n_rows":41,"n_cols":19,"rows_kept":41,"cut":false,"hidden":false,"merged":[[5,13,6,18],[36,4,37,12],[1,9,2,14],[1,17,1,18],[2,17,2,18],[1,15,1,16],[2,15,2,16],[4,13,4,18],[1,1,2,7],[1,8,2,8],[38,1,41,3],[26,13,41,18],[8,13,8,18],[9,13,11,18],[13,13,13,18],[14,13,16,18],[31,1,32,12],[40,4,41,12]]}
[]
[null,"UNDERDRAIN SPACING CALCULATIONS:",null,null,null,null,null,null,{"$f":"'General Site Information'!G2:G3","v":"V 7.6"},null,null,null,null,null,null,"Blue Numbers = ",null,"Input data"]
[null,null,null,null,null,null,null,null,null,null,null,null,null,null,null,"Red Numbers =",null,"Calculated or Carryover"]
[]
[null,"Site characteristics:",null,null,null,null,null,null,null,null,null,null,null,"Water Table Error Message"]
[null,"Existing ground elevation =",null,null,null,null,null,null,null,null,null,"FT",null,{"$f":"IF(K9<6,\"MUST BE A MINIMUM OF 6 INCHES\",\" \")","v":"MUST BE A MINIMUM OF 6 INCHES"}]
[null,"Impermeable layer elevation (see note on the bottom of this screen)=",null,null,null,null,null,null,null,null,null,"FT "]
[null,"Proposed pond bottom elevation (BOP) =",null,null,null,null,null,null,null,null,null,"FT"]
[null,"Depth to water table (after drawdown) from BOP (6 inches minimum)=",null,null,null,null,null,null,null,null,null,"IN",null,"Pipe Design Error Message"]
[null,"Permeability rate of soil (KHSAT) = ",null,null,null,null,null,null,null,null,null,"FT/HR",null,{"$f":"IF(R25<R24,\"THE SELECTED PIPE SIZE IS TOO SMALL; INCREASE THE PIPE DIAMETER\",IF(K20<2,\"THE DEPTH MUST BE 2 FEET OR MORE\",IF(K21<3,\"A GRAVEL ENVELOPE, 3 INCH MINIMUM, MUST BE INCLUDED\",\" \")))","v":"THE DEPTH MUST BE 2 FEET OR MORE"}]
[null,"Drainage coefficient (q) with a factor of safety of 2 =",null,null,null,null,null,null,null,null,{"$f":"C36/36","v":0},"FT/HR"]
[]
[null,"Pond design parameters:"]
[null,"Proposed pond length at top of treatment volume =",null,null,null,null,null,null,null,null,null,"FT",null,"Pipe Size Error Message"]
[null,"Proposed pond width at top of treatment volume =",null,null,null,null,null,null,null,null,null,"FT",null,{"$f":"IF(K31<K30,\"THE SELECTED PIPE SIZE IS TOO SMALL; INCREASE THE PIPE DIAMETER.\",\" \")","v":" "}]
[null,"Depth of treatment volume in pond =",null,null,null,null,null,null,null,null,null,"FT"]
[]
[null,"Underdrain design parameters:"]
[null,"Underdrain diameter = ",null,null,null,null,null,null,null,null,null,"IN",null,"Lateral parameters:"]
[null,"Depth from pond bottom to top of gravel envelope (2 feet minimum) =",null,null,null,null,null,null,null,null,null,"FT",null,"Lateral spacing (S) =",null,null,null,{"$f":"IF(ISERROR((ROUNDDOWN(SQRT((4*K10*(C37^2+2*C38*C37)/K11)),0)))=TRUE,0,((ROUNDDOWN(SQRT((4*K10*(C37^2+2*C38*C37)/K11)),0))))","v":0},"FT"]
[null,"Gravel envelope thickness = ",null,null,null,null,null,null,null,null,null,"IN",null,"Number of laterals needed = ",null,null,null,{"$f":"IF(ISERROR(ROUNDUP(K15/R20,0))=TRUE,0,(ROUNDUP(K15/R20,0)))","v":0}]
[null,"Underdrain slope = ",null,null,null,null,null,null,null,null,null,"FT/FT",null,"Lateral length = ",null,null,null,{"$f":"IF(ISERROR(K14-R20)=TRUE,0,(K14-R20))","v":0},"FT"]
[null,"Manning's n =",null,null,null,null,null,null,null,null,null,null,null,"Lateral pipe sizing:"]
[null,null,null,null,null,null,null,null,null,null,null,null,null,"Relief drain discharge (Qr) =",null,null,null,{"$f":"IF(ISERROR(K11*12*R20*(R22+R20/2)/43200)=TRUE,0,(K11*12*R20*(R22+R20/2)/43200))","v":0},"CFS"]
[null,"Main and outlet pipe sizing:",null,null,null,null,null,null,null,null,null,null,null,"Underdrain pipe capacity =",null,null,null,{"$f":"IF(ISERROR((0.463/K23)*(K19/12)^(8/3)*(K22)^0.5)=TRUE,0,((0.463/K23)*(K19/12)^(8/3)*(K22)^0.5))","v":0},"CFS"]
[null,"Number of laterals flowing to pipe:"]
[null,"Pipe diameter =",null,null,null,null,null,null,null,null,null,"IN"]
[null,"Outflow pipe slope =",null,null,null,null,null,null,null,null,null,"FT/FT"]
[null,"Manning's n ="]
[null,"Total flow in pipe =",null,null,null,null,null,null,null,null,{"$f":"IF(ISERROR(R24*K26)=TRUE,0,(R24*K26))","v":0},"CFS"]
[null,"Outflow pipe capacity =",null,null,null,null,null,null,null,null,{"$f":"IF(ISERROR((0.463/K29)*(K27/12)^(8/3)*(K28)^0.5)=TRUE,0,((0.463/K29)*(K27/12)^(8/3)*(K28)^0.5))","v":0},"CFS"]
[null,"Note: When no impermeable layer is present use twice the depth (d) to the underdrain centerline."]
[]
[null,"D =",{"$f":"K6-K7","v":0},"FT","D = depth to impermeable layer from existing ground surface"]
[null,"d =",{"$f":"K6-K8+((K19/24)+K21/12)+K20","v":0},"FT","d = depth to centerline of the underdrain from existing ground surface"]
[null,"c =",{"$f":"K6-K8+K9/12","v":0},"FT","c = depth from existing ground surface to the water table (after drawdown)"]
[null,"m =",{"$f":"C35-C36","v":0},"FT","m = height of water table to the centerline of the underdrain (after drawdown) measured midpoint between laterals"]
[null,"a =",{"$f":"C34-C35","v":0},"FT"]
[null,null,null,null,"a = height of centerline of underdrain above the impermeable layer"]
[null,null,null,null,"S = drain lateral spacing"]
[null,null,null,null,"r = depth from proposed pond bottom to water table (after drawdown), a minimum of 6 inches"]

{"sheet":"Pervious Pavement","index":10,"n_rows":54,"n_cols":40,"rows_kept":54,"cut":false,"hidden":false,"merged":[[51,1,52,6],[53,1,58,6],[21,1,21,3],[22,1,22,3],[23,1,23,3],[34,1,34,3],[35,1,35,3],[44,1,44,3],[45,1,45,3],[46,1,46,3],[47,1,50,6],[26,1,26,3],[27,1,28,3],[27,6,28,6],[20,21,20,24],[21,7,41,18],[36,31,36,35],[37,31,37,35],[16,1,16,3],[29,1,29,3],[30,1,30,3],[37,5,38,5],[37,6,38,6],[31,1,31,3],[32,1,32,3],[33,1,33,3],[1,23,1,24],[1,21,1,22],[3,1,4,6],[9,1,9,3],[37,4,38,4],[10,1,10,3],[5,1,6,6],[7,1,8,3],[7,4,8,4],[7,5,8,5],[7,6,8,6],[3,7,4,18],[5,7,6,18],[1,15,1,18],[2,15,2,18],[1,7,2,12],[1,13,1,14],[2,13,2,14],[17,4,18,4],[17,5,18,5],[27,4,28,4],[27,5,28,5],[17,6,18,6],[1,1,2,5],[1,6,2,6],[12,1,12,3],[11,1,11,3],[13,1,13,3],[14,1,14,3],[15,1,15,3],[7,0,16,0],[17,0,26,0],[27,0,36,0],[37,0,46,0],[39,1,39,3],[40,1,40,3],[41,1,41,3],[42,1,42,3],[43,1,43,3],[36,1,36,3],[37,1,38,3],[24,1,24,3],[25,1,25,3],[17,1,18,3],[19,1,19,3],[20,1,20,3],[1,36,1,37],[1,38,1,39],[20,36,20,39],[1,26,1,27],[1,28,1,29],[20,26,20,29],[1,31,1,32],[1,33,1,34],[20,31,20,34]]}
[null,null,null,null,null,null,null,null,null,null,null,null,null,null,null,null,null,null,null,null,null,"Catchment 1",null,null,null,null,"Catchment 2",null,null,null,null,"Catchment 3",null,null,null,null,"Catchment 4"]
[null,"PERVIOUS PAVEMENT:",null,null,null,null,{"$f":"'General Site Information'!G2:G3","v":"V 7.6"},{"$f":"'General Site Information'!$J$5","v":0},null,null,null,null,null,"Blue Numbers = ",null,"Input data",null,null,null,null,null,"Retention Amount:",null,"Efficiency Provided:",null,null,"Retention Amount:",null,"Efficiency Provided:",null,null,"Retention Amount:",null,"Efficiency Provided:",null,null,"Retention Amount:",null,"Efficiency Provided:"]
[null,null,null,null,null,null,null,null,null,null,null,null,null,"Red Numbers =",null,"Calculated or Carryover",null,null,null,null,null,0,0,null,0,null,0,0,null,0,null,0,0,null,0,null,0,0,null,0]
[null,"CONTRIBUTING WATERSHED AND PERVIOUS PAVEMENT CHARACTERISTICS:",null,null,null,null,null,null,null,null,null,null,null,null,null,null,null,null,null,null,null,{"$f":"IF(IF($W4>=$O$14,1,0)>0,V3+1,IF($W4>=$O$14,1,0))","v":1},0.25,null,{"$f":"'Stormwater Treatment Analysis'!$AC$54","v":{"$error":"#REF!"}},null,{"$f":"IF(IF($AB4>=$P$14,1,0)>0,AA3+1,IF($AB4>=$P$14,1,0))","v":1},0.25,null,{"$f":"'Stormwater Treatment Analysis'!$AC$54","v":{"$error":"#REF!"}},null,{"$f":"IF(IF($AG4>=$Q$14,1,0)>0,AF3+1,IF($AG4>=$Q$14,1,0))","v":1},0.25,null,{"$f":"'Stormwater Treatment Analysis'!$AC$54","v":{"$error":"#REF!"}},null,{"$f":"IF(IF($AL4>=$R$14,1,0)>0,AK3+1,IF($AL4>=$R$14,1,0))","v":1},0.25,null,{"$f":"'Stormwater Treatment Analysis'!$AC$54","v":{"$error":"#REF!"}}]
[null,null,null,null,null,null,null,null,null,null,null,null,null,null,null,null,null,null,null,null,null,{"$f":"IF(IF($W5>=$O$14,1,0)>0,V4+1,IF($W5>=$O$14,1,0))","v":2},0.5,null,{"$f":"'Stormwater Treatment Analysis'!$AC$75","v":{"$error":"#REF!"}},null,{"$f":"IF(IF($AB5>=$P$14,1,0)>0,AA4+1,IF($AB5>=$P$14,1,0))","v":2},0.5,null,{"$f":"'Stormwater Treatment Analysis'!$AC$75","v":{"$error":"#REF!"}},null,{"$f":"IF(IF($AG5>=$Q$14,1,0)>0,AF4+1,IF($AG5>=$Q$14,1,0))","v":2},0.5,null,{"$f":"'Stormwater Treatment Analysis'!$AC$75","v":{"$error":"#REF!"}},null,{"$f":"IF(IF($AL5>=$R$14,1,0)>0,AK4+1,IF($AL5>=$R$14,1,0))","v":2},0.5,null,{"$f":"'Stormwater Treatment Analysis'!$AC$75","v":{"$error":"#REF!"}}]
[null,"Pervious Pavement Section Storage Calculator (S') ",null,null,null,null,null,null,null,null,null,null,null,null,null,null,null,null,null,null,null,3,0.75,null,{"$f":"'Stormwater Treatment Analysis'!$AC$96","v":{"$error":"#REF!"}},null,3,0.75,null,{"$f":"'Stormwater Treatment Analysis'!$AC$96","v":{"$error":"#REF!"}},null,3,0.75,null,{"$f":"'Stormwater Treatment Analysis'!$AC$96","v":{"$error":"#REF!"}},null,3,0.75,null,{"$f":"'Stormwater Treatment Analysis'!$AC$96","v":{"$error":"#REF!"}}]
[null,null,null,null,null,null,null,null,null,null,null,null,null,null,null,null,null,null,null,null,null,4,1,null,{"$f":"'Stormwater Treatment Analysis'!$AC$117","v":{"$error":"#REF!"}},null,4,1,null,{"$f":"'Stormwater Treatment Analysis'!$AC$117","v":{"$error":"#REF!"}},null,4,1,null,{"$f":"'Stormwater Treatment Analysis'!$AC$117","v":{"$error":"#REF!"}},null,4,1,null,{"$f":"'Stormwater Treatment Analysis'!$AC$117","v":{"$error":"#REF!"}}]
["Catchment 1","Layer",null,null,"Thickness (in):","Void Space (%):","Storage (in):",null,"Note: There are loadings from this BMP area needing treatment.",null,null,null,null,null,"Catchment 1","Catchment 2","Catchment3","Catchment 4",null,null,null,5,1.25,null,{"$f":"'Stormwater Treatment Analysis'!$AC$138","v":{"$error":"#REF!"}},null,5,1.25,null,{"$f":"'Stormwater Treatment Analysis'!$AC$138","v":{"$error":"#REF!"}},null,5,1.25,null,{"$f":"'Stormwater Treatment Analysis'!$AC$138","v":{"$error":"#REF!"}},null,5,1.25,null,{"$f":"'Stormwater Treatment Analysis'!$AC$138","v":{"$error":"#REF!"}}]
[null,null,null,null,null,null,null,null,"Contributing catchment area:",null,null,null,null,null,{"$f":"'Watershed Characteristics'!$G$15","v":0},{"$f":"'Watershed Characteristics'!$G$30","v":0},{"$f":"'Watershed Characteristics'!$G$45","v":0},{"$f":"'Watershed Characteristics'!$G$60","v":0},"ac",null,null,6,1.5,null,{"$f":"'Stormwater Treatment Analysis'!$AC$159","v":{"$error":"#REF!"}},null,6,1.5,null,{"$f":"'Stormwater Treatment Analysis'!$AC$159","v":{"$error":"#REF!"}},null,6,1.5,null,{"$f":"'Stormwater Treatment Analysis'!$AC$159","v":{"$error":"#REF!"}},null,6,1.5,null,{"$f":"'Stormwater Treatment Analysis'!$AC$159","v":{"$error":"#REF!"}}]
[null,null,null,null,null,{"$f":"IF(ISERROR(VLOOKUP($B10,$AF$29:$AJ$35,5,FALSE))=TRUE,0,VLOOKUP($B10,$AF$29:$AJ$35,5,FALSE))","v":0},{"$f":"E10*F10*0.01","v":0},null,"Required treatment efficiency (Nitrogen):",null,null,null,null,null,{"$f":"IFERROR('Watershed Characteristics'!$AE$46,\"\")","v":""},{"$f":"IFERROR('Watershed Characteristics'!$AE$47,\"\")","v":""},{"$f":"IFERROR('Watershed Characteristics'!$AE$48,\"\")","v":""},{"$f":"IFERROR('Watershed Characteristics'!$AE$49,\"\")","v":""},"%",null,null,7,1.75,null,{"$f":"'Stormwater Treatment Analysis'!$AC$180","v":{"$error":"#REF!"}},null,7,1.75,null,{"$f":"'Stormwater Treatment Analysis'!$AC$180","v":{"$error":"#REF!"}},null,7,1.75,null,{"$f":"'Stormwater Treatment Analysis'!$AC$180","v":{"$error":"#REF!"}},null,7,1.75,null,{"$f":"'Stormwater Treatment Analysis'!$AC$180","v":{"$error":"#REF!"}}]
[null,"Other Perv. Pvmt. (see note below)",null,null,null,null,{"$f":"E11*F11*0.01","v":0},null,"Required treatment efficiency (Phosphorus):",null,null,null,null,null,{"$f":"IFERROR('Watershed Characteristics'!$AF$46,\"\")","v":""},{"$f":"IFERROR('Watershed Characteristics'!$AF$47,\"\")","v":""},{"$f":"IFERROR('Watershed Characteristics'!$AF$48,\"\")","v":""},{"$f":"IFERROR('Watershed Characteristics'!$AF$49,\"\")","v":""},"%",null,null,8,2,null,{"$f":"'Stormwater Treatment Analysis'!$AC$201","v":{"$error":"#REF!"}},null,8,2,null,{"$f":"'Stormwater Treatment Analysis'!$AC$201","v":{"$error":"#REF!"}},null,8,2,null,{"$f":"'Stormwater Treatment Analysis'!$AC$201","v":{"$error":"#REF!"}},null,8,2,null,{"$f":"'Stormwater Treatment Analysis'!$AC$201","v":{"$error":"#REF!"}}]
[null,"#57 rock",null,null,null,21,0,null,"Storage provided in specified pervious pavement system:",null,null,null,null,null,{"$f":"SUM(G10:G17)","v":0},{"$f":"SUM(G20:G27)","v":0},{"$f":"SUM(G30:G37)","v":0},{"$f":"SUM(G40:G47)","v":0},"in",null,null,9,2.25,null,{"$f":"'Stormwater Treatment Analysis'!$AC$222","v":{"$error":"#REF!"}},null,9,2.25,null,{"$f":"'Stormwater Treatment Analysis'!$AC$222","v":{"$error":"#REF!"}},null,9,2.25,null,{"$f":"'Stormwater Treatment Analysis'!$AC$222","v":{"$error":"#REF!"}},null,9,2.25,null,{"$f":"'Stormwater Treatment Analysis'!$AC$222","v":{"$error":"#REF!"}}]
[null,"#89 pea rock",null,null,null,25,0,null,"Area of the pervious pavement system:",null,null,null,null,null,null,null,null,null,"ac",null,null,10,2.5,null,{"$f":"'Stormwater Treatment Analysis'!$AC$243","v":{"$error":"#REF!"}},null,10,2.5,null,{"$f":"'Stormwater Treatment Analysis'!$AC$243","v":{"$error":"#REF!"}},null,10,2.5,null,{"$f":"'Stormwater Treatment Analysis'!$AC$243","v":{"$error":"#REF!"}},null,10,2.5,null,{"$f":"'Stormwater Treatment Analysis'!$AC$243","v":{"$error":"#REF!"}}]
[null,"#4 rock",null,null,null,24,0,null,"Provided retention over the contributing catchment area:",null,null,null,null,null,{"$f":"IF(ISERROR((O12*O13)/(O9))=TRUE,0,((O12*O13)/(O9)))","v":0},{"$f":"IF(ISERROR((P12*P13)/(P9))=TRUE,0,((P12*P13)/(P9)))","v":0},{"$f":"IF(ISERROR((Q12*Q13)/(Q9))=TRUE,0,((Q12*Q13)/(Q9)))","v":0},{"$f":"IF(ISERROR((R12*R13)/(R9))=TRUE,0,((R12*R13)/(R9)))","v":0},"in",null,null,11,2.75,null,{"$f":"'Stormwater Treatment Analysis'!$AC$264","v":{"$error":"#REF!"}},null,11,2.75,null,{"$f":"'Stormwater Treatment Analysis'!$AC$264","v":{"$error":"#REF!"}},null,11,2.75,null,{"$f":"'Stormwater Treatment Analysis'!$AC$264","v":{"$error":"#REF!"}},null,11,2.75,null,{"$f":"'Stormwater Treatment Analysis'!$AC$264","v":{"$error":"#REF!"}}]
[null,"Recycled (crushed) concrete",null,null,null,21,0,null,"Provided treatment efficiency (Nitrogen):",null,null,null,null,null,{"$f":"IF($O$14=4,$Y$19,IF(ISERROR(IF($O$14>$W$19,$Y$19,$X$23+(($O$14-$W$23)/($W$24-$W$23)*($X$24-$X$23))))=TRUE,0,(IF($O$14>$W$19,$Y$19,$X$23+(($O$14-$W$23)/($W$24-$W$23)*($X$24-$X$23))))))","v":0},{"$f":"IF($P$14=4,$AD$19,IF(ISERROR(IF($P$14>$AB$19,$AD$19,$AC$23+(($P$14-$AB$23)/($AB$24-$AB$23)*($AC$24-$AC$23))))=TRUE,0,(IF($P$14>$AB$19,$AD$19,$AC$23+(($P$14-$AB$23)/($AB$24-$AB$23)*($AC$24-$AC$23))))))","v":0},{"$f":"IF($Q$14=4,$AI$19,IF(ISERROR(IF($Q$14>$AG$19,$AI$19,$AH$23+(($Q$14-$AG$23)/($AG$24-$AG$23)*($AH$24-$AH$23))))=TRUE,0,(IF($Q$14>$AG$19,$AI$19,$AH$23+(($Q$14-$AG$23)/($AG$24-$AG$23)*($AH$24-$AH$23))))))","v":0},{"$f":"IF($R$14=4,$AN$19,IF(ISERROR(IF($R$14>$AL$19,$AN$19,$AM$23+(($R$14-$AL$23)/($AL$24-$AL$23)*($AM$24-$AM$23))))=TRUE,0,(IF($R$14>$AL$19,$AN$19,$AM$23+(($R$14-$AL$23)/($AL$24-$AL$23)*($AM$24-$AM$23))))))","v":0},"%",null,null,12,3,null,{"$f":"'Stormwater Treatment Analysis'!$AC$285","v":{"$error":"#REF!"}},null,12,3,null,{"$f":"'Stormwater Treatment Analysis'!$AC$285","v":{"$error":"#REF!"}},null,12,3,null,{"$f":"'Stormwater Treatment Analysis'!$AC$285","v":{"$error":"#REF!"}},null,12,3,null,{"$f":"'Stormwater Treatment Analysis'!$AC$285","v":{"$error":"#REF!"}}]
[null,"BOLD & GOLDTM",null,null,null,9,0,null,"Provided treatment efficiency (Phosphorus):",null,null,null,null,null,{"$f":"O15","v":0},{"$f":"P15","v":0},{"$f":"Q15","v":0},{"$f":"R15","v":0},"%",null,null,13,3.25,null,{"$f":"'Stormwater Treatment Analysis'!$AC$306","v":{"$error":"#REF!"}},null,13,3.25,null,{"$f":"'Stormwater Treatment Analysis'!$AC$306","v":{"$error":"#REF!"}},null,13,3.25,null,{"$f":"'Stormwater Treatment Analysis'!$AC$306","v":{"$error":"#REF!"}},null,13,3.25,null,{"$f":"'Stormwater Treatment Analysis'!$AC$306","v":{"$error":"#REF!"}}]
[null,"Other Sub Base (see note below)",null,null,null,null,0,null,null,null,null,null,null,null,null,null,null,null,null,null,null,14,3.5,null,{"$f":"'Stormwater Treatment Analysis'!$AC$327","v":{"$error":"#REF!"}},null,14,3.5,null,{"$f":"'Stormwater Treatment Analysis'!$AC$327","v":{"$error":"#REF!"}},null,14,3.5,null,{"$f":"'Stormwater Treatment Analysis'!$AC$327","v":{"$error":"#REF!"}},null,14,3.5,null,{"$f":"'Stormwater Treatment Analysis'!$AC$327","v":{"$error":"#REF!"}}]
["Catchment 2","Layer",null,null,"Thickness (in):","Void Space (%):","Storage (in):",null,null,null,null,null,null,null,null,null,null,null,null,null,null,15,3.75,null,{"$f":"'Stormwater Treatment Analysis'!$AC$348","v":{"$error":"#REF!"}},null,15,3.75,null,{"$f":"'Stormwater Treatment Analysis'!$AC$348","v":{"$error":"#REF!"}},null,15,3.75,null,{"$f":"'Stormwater Treatment Analysis'!$AC$348","v":{"$error":"#REF!"}},null,15,3.75,null,{"$f":"'Stormwater Treatment Analysis'!$AC$348","v":{"$error":"#REF!"}}]
[null,null,null,null,null,null,null,null,"Remaining treatment efficiency needed (Nitrogen):",null,null,null,null,null,{"$f":"IFERROR(IF(((($O$10/100)-($O$15/100))/(1-($O$15/100))*100)<0,0,((($O$10/100)-($O$15/100))/(1-($O$15/100))*100)),\"\")","v":""},{"$f":"IFERROR(IF(((($P$10/100)-($P$15/100))/(1-($P$15/100))*100)<0,0,((($P$10/100)-($P$15/100))/(1-($P$15/100))*100)),\"\")","v":""},{"$f":"IFERROR(IF(((($Q$10/100)-($Q$15/100))/(1-($Q$15/100))*100)<0,0,((($Q$10/100)-($Q$15/100))/(1-($Q$15/100))*100)),\"\")","v":""},{"$f":"IFERROR(IF(((($R$10/100)-($R$15/100))/(1-($R$15/100))*100)<0,0,((($R$10/100)-($R$15/100))/(1-($R$15/100))*100)),\"\")","v":""},"%",null,null,16,4,null,{"$f":"'Stormwater Treatment Analysis'!$AC$369","v":{"$error":"#REF!"}},null,16,4,null,{"$f":"'Stormwater Treatment Analysis'!$AC$369","v":{"$error":"#REF!"}},null,16,4,null,{"$f":"'Stormwater Treatment Analysis'!$AC$369","v":{"$error":"#REF!"}},null,16,4,null,{"$f":"'Stormwater Treatment Analysis'!$AC$369","v":{"$error":"#REF!"}}]
[null,null,null,null,null,{"$f":"IF(ISERROR(VLOOKUP($B20,$AF$29:$AJ$35,5,FALSE))=TRUE,0,VLOOKUP($B20,$AF$29:$AJ$35,5,FALSE))","v":0},{"$f":"E20*F20*0.01","v":0},null,"Remaining treatment efficiency needed (Phosphorus):",null,null,null,null,null,{"$f":"IFERROR(IF(((($O$11/100)-($O$16/100))/(1-($O$16/100))*100)<0,0,((($O$11/100)-($O$16/100))/(1-($O$16/100))*100)),\"\")","v":""},{"$f":"IFERROR(IF(((($P$11/100)-($P$16/100))/(1-($P$16/100))*100)<0,0,((($P$11/100)-($P$16/100))/(1-($P$16/100))*100)),\"\")","v":""},{"$f":"IFERROR(IF(((($Q$11/100)-($Q$16/100))/(1-($Q$16/100))*100)<0,0,((($Q$11/100)-($Q$16/100))/(1-($Q$16/100))*100)),\"\")","v":""},{"$f":"IFERROR(IF(((($R$11/100)-($R$16/100))/(1-($R$16/100))*100)<0,0,((($R$11/100)-($R$16/100))/(1-($R$16/100))*100)),\"\")","v":""},"%"]
[null,"Other Perv. Pvmt. (see note below)",null,null,null,null,{"$f":"E21*F21*0.01","v":0},null,"Remaining retention depth needed if retention:",null,null,null,null,null,{"$f":"IF(('Exfiltration Trench'!G10-O14)<0,0,('Exfiltration Trench'!G10-O14))","v":0},{"$f":"IF(('Exfiltration Trench'!H10-P14)<0,0,('Exfiltration Trench'!H10-P14))","v":0},{"$f":"IF(('Exfiltration Trench'!I10-Q14)<0,0,('Exfiltration Trench'!I10-Q14))","v":0},{"$f":"IF(('Exfiltration Trench'!J10-R14)<0,0,('Exfiltration Trench'!J10-R14))","v":0},"in",null,null,"Interpolation for Retention Amount:",null,null,null,null,"Interpolation for Retention Amount:",null,null,null,null,"Interpolation for Retention Amount:",null,null,null,null,"Interpolation for Retention Amount:"]
[null,"#57 rock",null,null,null,21,0]
[null,"#89 pea rock",null,null,null,25,0,null,null,null,null,null,null,null,null,null,null,null,null,null,null,null,{"$f":"VLOOKUP(0,V3:Y19,2)","v":0},{"$f":"VLOOKUP(0,V3:Y19,4)","v":0},null,null,null,{"$f":"VLOOKUP(0,AA3:AD19,2)","v":0},{"$f":"VLOOKUP(0,AA3:AD19,4)","v":0},null,null,null,{"$f":"VLOOKUP(0,AF3:AI19,2)","v":0},{"$f":"VLOOKUP(0,AF3:AI19,4)","v":0},null,null,null,{"$f":"VLOOKUP(0,AK3:AN19,2)","v":0},{"$f":"VLOOKUP(0,AK3:AN19,4)","v":0}]
[null,"#4 rock",null,null,null,24,0,null,null,null,null,null,null,null,null,null,null,null,null,null,null,null,{"$f":"VLOOKUP(1,V3:Y19,2)","v":0.25},{"$f":"VLOOKUP(1,V3:Y19,4)","v":{"$error":"#REF!"}},null,null,null,{"$f":"VLOOKUP(1,AA3:AD19,2)","v":0.25},{"$f":"VLOOKUP(1,AA3:AD19,4)","v":{"$error":"#REF!"}},null,null,null,{"$f":"VLOOKUP(1,AF3:AI19,2)","v":0.25},{"$f":"VLOOKUP(1,AF3:AI19,4)","v":{"$error":"#REF!"}},null,null,null,{"$f":"VLOOKUP(1,AK3:AN19,2)","v":0.25},{"$f":"VLOOKUP(1,AK3:AN19,4)","v":{"$error":"#REF!"}}]
[null,"Recycled (crushed) concrete",null,null,null,21,0]
[null,"BOLD & GOLDTM",null,null,null,9,0]
[null,"Other Sub Base (see note below)",null,null,null,null,0]
["Catchment 3","Layer",null,null,"Thickness (in):","Void Space (%):","Storage (in):"]
[null,null,null,null,null,null,null,null,null,null,null,null,null,null,null,null,null,null,null,null,null,null,null,null,null,null,null,null,null,null,null,"Select Pervious Pavement Type",null,null,null,0]
[null,null,null,null,null,{"$f":"IF(ISERROR(VLOOKUP($B30,$AF$29:$AJ$35,5,FALSE))=TRUE,0,VLOOKUP($B30,$AF$29:$AJ$35,5,FALSE))","v":0},{"$f":"E30*F30*0.01","v":0},null,null,null,null,null,null,null,null,null,null,null,null,null,null,null,null,null,null,null,null,null,null,null,null,"Concrete Pervious Pavement",null,null,null,25]
[null,"Other Perv. Pvmt. (see note below)",null,null,null,null,{"$f":"E31*F31*0.01","v":0},null,null,null,null,null,null,null,null,null,null,null,null,null,null,null,null,null,null,null,null,null,null,null,null,"FilterPave®",null,null,null,20]
[null,"#57 rock",null,null,null,21,0,null,null,null,null,null,null,null,null,null,null,null,null,null,null,null,null,null,null,null,null,null,null,null,null,"FirmaPave®",null,null,null,20]
[null,"#89 pea rock",null,null,null,25,0,null,null,null,null,null,null,null,null,null,null,null,null,null,null,null,null,null,null,null,null,null,null,null,null,"Flexi Pave®",null,null,null,21]
[null,"#4 rock",null,null,null,24,0,null,null,null,null,null,null,null,null,null,null,null,null,null,null,null,null,null,null,null,null,null,null,null,null,"Permeable Pavers",null,null,null,10]
[null,"Recycled (crushed) concrete",null,null,null,21,0]
[null,"BOLD & GOLDTM",null,null,null,9,0]
[null,"Other Sub Base (see note below)",null,null,null,null,0,null,null,null,null,null,null,null,null,null,null,null,null,null,null,null,null,null,null,null,null,null,null,null,null,{"$f":"IF($R$12<$R$14,\"ERROR ALERT: THE PROVIDEDED STORAGE IN SPECIFIED PERVIOUS PAVEMENT SECTION IS LESS THAN REQUIRED RETENTION OVER THE PROJECT AREA;THEREFORE, THE SYSTEM IS NOT CAPABLE OF TREATING ENTIRE CONTRIBUTING BASIN AREA BY ITSELF.\",0)","v":0}]
["Catchment 4","Layer",null,null,"Thickness (in):","Void Space (%):","Storage (in):",null,null,null,null,null,null,null,null,null,null,null,null,null,null,null,null,null,null,null,null,null,null,null,null,{"$f":"IF($R$10>$Y$19,\"CAUTION: IF THE REQUIRED TREATMENT EFFICIENCY EXCEEDS THE HIGHEST TREATMENT EFFICIENCY ASSOCIATED WITH MAXIMUM RETENTION OF 4.00 INCHES (SEE APPENDIX D OF THE HARPER REPORT DATED JUNE 2007). THE SPREADSHEET WILL UTILIZE 4.00 INCHES FOR VOLUME COMPUTATION.\",0)","v":{"$error":"#REF!"}}]
[]
[null,null,null,null,null,{"$f":"IF(ISERROR(VLOOKUP($B40,$AF$29:$AJ$35,5,FALSE))=TRUE,0,VLOOKUP($B40,$AF$29:$AJ$35,5,FALSE))","v":0},{"$f":"E40*F40*0.01","v":0}]
[null,"Other Perv. Pvmt. (see note below)",null,null,null,null,{"$f":"E41*F41*0.01","v":0}]
[null,"#57 rock",null,null,null,21,0]
[null,"#89 pea rock",null,null,null,25,0]
[null,"#4 rock",null,null,null,24,0]
[null,"Recycled (crushed) concrete",null,null,null,21,0]
[null,"BOLD & GOLDTM",null,null,null,9,0]
[null,"Other Sub Base (see note below)",null,null,null,null,0]
[null,"Note: For other pervious pavement sections and / or other sub-base sections, the user must have the appropriate certified \"operational void space percentages\" from a licensed geotechnical laboratory. "]
[]
[]
[]
[null,"ERROR MESSAGE WINDOW FOR PERVIOUS PAVEMENT:"]
[]
[null,{"$f":"IF($AF$37<>0,$AF$37,IF($AF$38<>0,$AF$38,\" \"))","v":{"$error":"#REF!"}}]

{"sheet":"Floating Island Wet Det","index":11,"n_rows":97,"n_cols":86,"rows_kept":97,"cut":false,"hidden":false,"merged":[[3,1,4,8],[3,9,4,11],[1,1,2,10],[1,11,2,11],[1,22,1,23],[1,24,1,25],[2,12,2,14],[2,15,2,17],[20,22,20,25],[5,12,9,17],[15,12,37,17],[1,12,1,14],[1,15,1,17],[3,12,4,17],[38,12,42,17],[25,9,42,11],[22,9,24,11],[22,1,42,8],[26,33,27,33],[30,33,31,33],[38,31,38,32],[26,40,27,40],[30,40,31,40],[0,31,0,43],[0,45,0,57],[26,47,27,47],[26,54,27,54],[30,47,31,47],[30,54,31,54],[0,59,0,71],[26,61,27,61],[26,68,27,68],[30,61,31,61],[30,68,31,68],[0,73,0,85],[26,75,27,75],[26,82,27,82],[30,75,31,75],[30,82,31,82],[78,30,78,31],[83,30,83,31],[88,30,88,31],[93,30,93,31],[57,29,57,32],[58,30,58,31],[63,30,63,31],[68,30,68,31],[73,30,73,31]]}
[null,null,null,null,null,null,null,null,null,null,null,null,null,null,null,null,null,null,null,null,null,null,null,null,null,null,null,null,null,null,null,"Catchment 1",null,null,null,null,null,null,null,null,null,null,null,null,null,"Catchment 2",null,null,null,null,null,null,null,null,null,null,null,null,null,"Catchment 3",null,null,null,null,null,null,null,null,null,null,null,null,null,"Catchment 4"]
[null," MANAGED AQUATIC PLANTS WITH WET DETENTION:",null,null,null,null,null,null,null,null,null,{"$f":"'General Site Information'!G2:G3","v":"V 7.6"},"Blue Numbers = ",null,null,"Input data",null,null,null,null,"Max:",{"$f":"MAX(Q13:Q14)","v":0},"Retention Amount:",null,"Efficiency Provided:",null,null,null,null,null,null,null,null,"RT:","PP:","P:","N:",null,null,null,"RT:","PP:","P:","N:",null,null,null,"RT:","PP:","P:","N:",null,null,null,"RT:","PP:","P:","N:",null,null,null,"RT:","PP:","P:","N:",null,null,null,"RT:","PP:","P:","N:",null,null,null,"RT:","PP:","P:","N:",null,null,null,"RT:","PP:","P:","N:"]
[null,null,null,null,null,null,null,null,null,null,null,null,"Red Numbers =",null,null,"Calculated or Carryover",null,null,null,null,null,null,0,0,null,0,null,null,null,null,null,0,0,0,0,0,0,null,0,0,0,0,0,0,null,0,0,0,0,0,0,null,0,0,0,0,0,0,null,0,0,0,0,0,0,null,0,0,0,0,0,0,null,0,0,0,0,0,0,null,0,0,0,0,0,0]
[null,"Also called: FLOATING ISLANDS and includes a wet detention pond:",null,null,null,null,null,null,null,{"$f":"IF('General Site Information'!J5=\"\",\"\",'General Site Information'!J5)","v":""},null,null,null,null,null,null,null,null,null,null,{"$f":"IF($J$15>=$J$13,1,0)","v":1},null,{"$f":"IF(IF($Z4>=$V$2,1,0)>0,W3+1,IF($Z4>=$V$2,1,0))","v":{"$error":"#REF!"}},0.25,null,{"$f":"'Retention Basin'!AB4","v":{"$error":"#REF!"}},null,null,null,null,null,{"$f":"IF(IF(AK4>=$H$16,1,0)>0,AF3+1,IF(AK4>=$H$16,1,0))","v":1},{"$f":"IF(IF(AJ4>=$H$17,1,0)>0,AG3+1,IF(AJ4>=$H$17,1,0))","v":1},2,{"$f":"$AA$26*(AH4/365)","v":0},{"$f":"IF($H$12=\"YES\",IF($H$10=\"YES\",(40.13+6.372*LN(AH4)+0.213*(LN(AH4)^2))+((100-(40.13+6.372*LN(AH4)+0.213*(LN(AH4)^2)))*($H$11/100)),(40.13+6.372*LN(AH4)+0.213*(LN(AH4)^2)))+((100-(40.13+6.372*LN(AH4)+0.213*(LN(AH4)^2)))*($H$13/100)),IF($H$10=\"YES\",(40.13+6.372*LN(AH4)+0.213*(LN(AH4)^2))+((100-(40.13+6.372*LN(AH4)+0.213*(LN(AH4)^2)))*($H$11/100)),(40.13+6.372*LN(AH4)+0.213*(LN(AH4)^2))))","v":44.649070326492549},{"$f":"IF($H$12=\"YES\",IF($H$10=\"YES\",((43.75*AH4)/(4.38+AH4))+((100-((43.75*AH4)/(4.38+AH4)))*($H$11/100)),((43.75*AH4)/(4.38+AH4)))+((100-((43.75*AH4)/(4.38+AH4)))*($H$13/100)),IF($H$10=\"YES\",((43.75*AH4)/(4.38+AH4))+((100-((43.75*AH4)/(4.38+AH4)))*($H$11/100)),((43.75*AH4)/(4.38+AH4))))","v":13.714733542319749},null,{"$f":"IF(IF(AR4>=$H$16,1,0)>0,AM3+1,IF(AR4>=$H$16,1,0))","v":1},{"$f":"IF(IF(AQ4>=$H$17,1,0)>0,AN3+1,IF(AQ4>=$H$17,1,0))","v":1},2,{"$f":"$AA$26*(AO4/365)","v":0},{"$f":"(40.13+6.372*LN(AO4)+0.213*(LN(AO4)^2))","v":44.649070326492549},{"$f":"((43.75*AO4)/(4.38+AO4))","v":13.714733542319749},null,{"$f":"IF(IF(AY4>=$I$16,1,0)>0,AT3+1,IF(AY4>=$I$16,1,0))","v":1},{"$f":"IF(IF(AX4>=$I$17,1,0)>0,AU3+1,IF(AX4>=$I$17,1,0))","v":1},2,{"$f":"$AA$26*(AV4/365)","v":0},{"$f":"IF($H$12=\"YES\",IF($H$10=\"YES\",(40.13+6.372*LN(AV4)+0.213*(LN(AV4)^2))+((100-(40.13+6.372*LN(AV4)+0.213*(LN(AV4)^2)))*($H$11/100)),(40.13+6.372*LN(AV4)+0.213*(LN(AV4)^2)))+((100-(40.13+6.372*LN(AV4)+0.213*(LN(AV4)^2)))*($H$13/100)),IF($H$10=\"YES\",(40.13+6.372*LN(AV4)+0.213*(LN(AV4)^2))+((100-(40.13+6.372*LN(AV4)+0.213*(LN(AV4)^2)))*($H$11/100)),(40.13+6.372*LN(AV4)+0.213*(LN(AV4)^2))))","v":44.649070326492549},{"$f":"IF($H$12=\"YES\",IF($H$10=\"YES\",((43.75*AV4)/(4.38+AV4))+((100-((43.75*AV4)/(4.38+AV4)))*($H$11/100)),((43.75*AV4)/(4.38+AV4)))+((100-((43.75*AV4)/(4.38+AV4)))*($H$13/100)),IF($H$10=\"YES\",((43.75*AV4)/(4.38+AV4))+((100-((43.75*AV4)/(4.38+AV4)))*($H$11/100)),((43.75*AV4)/(4.38+AV4))))","v":13.714733542319749},null,{"$f":"IF(IF(BF4>=$I$16,1,0)>0,BA3+1,IF(BF4>=$I$16,1,0))","v":1},{"$f":"IF(IF(BE4>=$I$17,1,0)>0,BB3+1,IF(BE4>=$I$17,1,0))","v":1},2,{"$f":"$AA$26*(BC4/365)","v":0},{"$f":"(40.13+6.372*LN(BC4)+0.213*(LN(BC4)^2))","v":44.649070326492549},{"$f":"((43.75*BC4)/(4.38+BC4))","v":13.714733542319749},null,{"$f":"IF(IF(BM4>=$J$16,1,0)>0,BH3+1,IF(BM4>=$J$16,1,0))","v":1},{"$f":"IF(IF(BL4>=$J$17,1,0)>0,BI3+1,IF(BL4>=$J$17,1,0))","v":1},2,{"$f":"$AA$26*(BJ4/365)","v":0},{"$f":"IF($H$12=\"YES\",IF($H$10=\"YES\",(40.13+6.372*LN(BJ4)+0.213*(LN(BJ4)^2))+((100-(40.13+6.372*LN(BJ4)+0.213*(LN(BJ4)^2)))*($H$11/100)),(40.13+6.372*LN(BJ4)+0.213*(LN(BJ4)^2)))+((100-(40.13+6.372*LN(BJ4)+0.213*(LN(BJ4)^2)))*($H$13/100)),IF($H$10=\"YES\",(40.13+6.372*LN(BJ4)+0.213*(LN(BJ4)^2))+((100-(40.13+6.372*LN(BJ4)+0.213*(LN(BJ4)^2)))*($H$11/100)),(40.13+6.372*LN(BJ4)+0.213*(LN(BJ4)^2))))","v":44.649070326492549},{"$f":"IF($H$12=\"YES\",IF($H$10=\"YES\",((43.75*BJ4)/(4.38+BJ4))+((100-((43.75*BJ4)/(4.38+BJ4)))*($H$11/100)),((43.75*BJ4)/(4.38+BJ4)))+((100-((43.75*BJ4)/(4.38+BJ4)))*($H$13/100)),IF($H$10=\"YES\",((43.75*BJ4)/(4.38+BJ4))+((100-((43.75*BJ4)/(4.38+BJ4)))*($H$11/100)),((43.75*BJ4)/(4.38+BJ4))))","v":13.714733542319749},null,{"$f":"IF(IF(BT4>=$J$16,1,0)>0,BO3+1,IF(BT4>=$J$16,1,0))","v":1},{"$f":"IF(IF(BS4>=$J$17,1,0)>0,BP3+1,IF(BS4>=$J$17,1,0))","v":1},2,{"$f":"$AA$26*(BQ4/365)","v":0},{"$f":"(40.13+6.372*LN(BQ4)+0.213*(LN(BQ4)^2))","v":44.649070326492549},{"$f":"((43.75*BQ4)/(4.38+BQ4))","v":13.714733542319749},null,{"$f":"IF(IF(CA4>=$K$16,1,0)>0,BV3+1,IF(CA4>=$K$16,1,0))","v":1},{"$f":"IF(IF(BZ4>=$K$17,1,0)>0,BW3+1,IF(BZ4>=$K$17,1,0))","v":1},2,{"$f":"$AA$26*(BX4/365)","v":0},{"$f":"IF($H$12=\"YES\",IF($H$10=\"YES\",(40.13+6.372*LN(BX4)+0.213*(LN(BX4)^2))+((100-(40.13+6.372*LN(BX4)+0.213*(LN(BX4)^2)))*($H$11/100)),(40.13+6.372*LN(BX4)+0.213*(LN(BX4)^2)))+((100-(40.13+6.372*LN(BX4)+0.213*(LN(BX4)^2)))*($H$13/100)),IF($H$10=\"YES\",(40.13+6.372*LN(BX4)+0.213*(LN(BX4)^2))+((100-(40.13+6.372*LN(BX4)+0.213*(LN(BX4)^2)))*($H$11/100)),(40.13+6.372*LN(BX4)+0.213*(LN(BX4)^2))))","v":44.649070326492549},{"$f":"IF($H$12=\"YES\",IF($H$10=\"YES\",((43.75*BX4)/(4.38+BX4))+((100-((43.75*BX4)/(4.38+BX4)))*($H$11/100)),((43.75*BX4)/(4.38+BX4)))+((100-((43.75*BX4)/(4.38+BX4)))*($H$13/100)),IF($H$10=\"YES\",((43.75*BX4)/(4.38+BX4))+((100-((43.75*BX4)/(4.38+BX4)))*($H$11/100)),((43.75*BX4)/(4.38+BX4))))","v":13.714733542319749},null,{"$f":"IF(IF(CH4>=$K$16,1,0)>0,CC3+1,IF(CH4>=$K$16,1,0))","v":1},{"$f":"IF(IF(CG4>=$K$17,1,0)>0,CD3+1,IF(CG4>=$K$17,1,0))","v":1},2,{"$f":"$AA$26*(CE4/365)","v":0},{"$f":"(40.13+6.372*LN(CE4)+0.213*(LN(CE4)^2))","v":44.649070326492549},{"$f":"((43.75*CE4)/(4.38+CE4))","v":13.714733542319749}]
[null,null,null,null,null,null,null,null,null,null,null,null,null,null,null,null,null,null,null,null,{"$f":"IF($J$16>=$J$14,1,0)","v":0},null,{"$error":"#REF!"},0.5,null,{"$f":"'Retention Basin'!AB5","v":{"$error":"#REF!"}},null,null,null,null,null,{"$f":"IF(IF(AK5>=$H$16,1,0)>0,AF4+1,IF(AK5>=$H$16,1,0))","v":2},{"$f":"IF(IF(AJ5>=$H$17,1,0)>0,AG4+1,IF(AJ5>=$H$17,1,0))","v":2},4,{"$f":"$AA$26*(AH5/365)","v":0},{"$f":"IF($H$12=\"YES\",IF($H$10=\"YES\",(40.13+6.372*LN(AH5)+0.213*(LN(AH5)^2))+((100-(40.13+6.372*LN(AH5)+0.213*(LN(AH5)^2)))*($H$11/100)),(40.13+6.372*LN(AH5)+0.213*(LN(AH5)^2)))+((100-(40.13+6.372*LN(AH5)+0.213*(LN(AH5)^2)))*($H$13/100)),IF($H$10=\"YES\",(40.13+6.372*LN(AH5)+0.213*(LN(AH5)^2))+((100-(40.13+6.372*LN(AH5)+0.213*(LN(AH5)^2)))*($H$11/100)),(40.13+6.372*LN(AH5)+0.213*(LN(AH5)^2))))","v":49.372813636914252},{"$f":"IF($H$12=\"YES\",IF($H$10=\"YES\",((43.75*AH5)/(4.38+AH5))+((100-((43.75*AH5)/(4.38+AH5)))*($H$11/100)),((43.75*AH5)/(4.38+AH5)))+((100-((43.75*AH5)/(4.38+AH5)))*($H$13/100)),IF($H$10=\"YES\",((43.75*AH5)/(4.38+AH5))+((100-((43.75*AH5)/(4.38+AH5)))*($H$11/100)),((43.75*AH5)/(4.38+AH5))))","v":20.883054892601436},null,{"$f":"IF(IF(AR5>=$H$16,1,0)>0,AM4+1,IF(AR5>=$H$16,1,0))","v":2},{"$f":"IF(IF(AQ5>=$H$17,1,0)>0,AN4+1,IF(AQ5>=$H$17,1,0))","v":2},4,{"$f":"$AA$26*(AO5/365)","v":0},{"$f":"(40.13+6.372*LN(AO5)+0.213*(LN(AO5)^2))","v":49.372813636914252},{"$f":"((43.75*AO5)/(4.38+AO5))","v":20.883054892601436},null,{"$f":"IF(IF(AY5>=$I$16,1,0)>0,AT4+1,IF(AY5>=$I$16,1,0))","v":2},{"$f":"IF(IF(AX5>=$I$17,1,0)>0,AU4+1,IF(AX5>=$I$17,1,0))","v":2},4,{"$f":"$AA$26*(AV5/365)","v":0},{"$f":"IF($H$12=\"YES\",IF($H$10=\"YES\",(40.13+6.372*LN(AV5)+0.213*(LN(AV5)^2))+((100-(40.13+6.372*LN(AV5)+0.213*(LN(AV5)^2)))*($H$11/100)),(40.13+6.372*LN(AV5)+0.213*(LN(AV5)^2)))+((100-(40.13+6.372*LN(AV5)+0.213*(LN(AV5)^2)))*($H$13/100)),IF($H$10=\"YES\",(40.13+6.372*LN(AV5)+0.213*(LN(AV5)^2))+((100-(40.13+6.372*LN(AV5)+0.213*(LN(AV5)^2)))*($H$11/100)),(40.13+6.372*LN(AV5)+0.213*(LN(AV5)^2))))","v":49.372813636914252},{"$f":"IF($H$12=\"YES\",IF($H$10=\"YES\",((43.75*AV5)/(4.38+AV5))+((100-((43.75*AV5)/(4.38+AV5)))*($H$11/100)),((43.75*AV5)/(4.38+AV5)))+((100-((43.75*AV5)/(4.38+AV5)))*($H$13/100)),IF($H$10=\"YES\",((43.75*AV5)/(4.38+AV5))+((100-((43.75*AV5)/(4.38+AV5)))*($H$11/100)),((43.75*AV5)/(4.38+AV5))))","v":20.883054892601436},null,{"$f":"IF(IF(BF5>=$I$16,1,0)>0,BA4+1,IF(BF5>=$I$16,1,0))","v":2},{"$f":"IF(IF(BE5>=$I$17,1,0)>0,BB4+1,IF(BE5>=$I$17,1,0))","v":2},4,{"$f":"$AA$26*(BC5/365)","v":0},{"$f":"(40.13+6.372*LN(BC5)+0.213*(LN(BC5)^2))","v":49.372813636914252},{"$f":"((43.75*BC5)/(4.38+BC5))","v":20.883054892601436},null,{"$f":"IF(IF(BM5>=$J$16,1,0)>0,BH4+1,IF(BM5>=$J$16,1,0))","v":2},{"$f":"IF(IF(BL5>=$J$17,1,0)>0,BI4+1,IF(BL5>=$J$17,1,0))","v":2},4,{"$f":"$AA$26*(BJ5/365)","v":0},{"$f":"IF($H$12=\"YES\",IF($H$10=\"YES\",(40.13+6.372*LN(BJ5)+0.213*(LN(BJ5)^2))+((100-(40.13+6.372*LN(BJ5)+0.213*(LN(BJ5)^2)))*($H$11/100)),(40.13+6.372*LN(BJ5)+0.213*(LN(BJ5)^2)))+((100-(40.13+6.372*LN(BJ5)+0.213*(LN(BJ5)^2)))*($H$13/100)),IF($H$10=\"YES\",(40.13+6.372*LN(BJ5)+0.213*(LN(BJ5)^2))+((100-(40.13+6.372*LN(BJ5)+0.213*(LN(BJ5)^2)))*($H$11/100)),(40.13+6.372*LN(BJ5)+0.213*(LN(BJ5)^2))))","v":49.372813636914252},{"$f":"IF($H$12=\"YES\",IF($H$10=\"YES\",((43.75*BJ5)/(4.38+BJ5))+((100-((43.75*BJ5)/(4.38+BJ5)))*($H$11/100)),((43.75*BJ5)/(4.38+BJ5)))+((100-((43.75*BJ5)/(4.38+BJ5)))*($H$13/100)),IF($H$10=\"YES\",((43.75*BJ5)/(4.38+BJ5))+((100-((43.75*BJ5)/(4.38+BJ5)))*($H$11/100)),((43.75*BJ5)/(4.38+BJ5))))","v":20.883054892601436},null,{"$f":"IF(IF(BT5>=$J$16,1,0)>0,BO4+1,IF(BT5>=$J$16,1,0))","v":2},{"$f":"IF(IF(BS5>=$J$17,1,0)>0,BP4+1,IF(BS5>=$J$17,1,0))","v":2},4,{"$f":"$AA$26*(BQ5/365)","v":0},{"$f":"(40.13+6.372*LN(BQ5)+0.213*(LN(BQ5)^2))","v":49.372813636914252},{"$f":"((43.75*BQ5)/(4.38+BQ5))","v":20.883054892601436},null,{"$f":"IF(IF(CA5>=$K$16,1,0)>0,BV4+1,IF(CA5>=$K$16,1,0))","v":2},{"$f":"IF(IF(BZ5>=$K$17,1,0)>0,BW4+1,IF(BZ5>=$K$17,1,0))","v":2},4,{"$f":"$AA$26*(BX5/365)","v":0},{"$f":"IF($H$12=\"YES\",IF($H$10=\"YES\",(40.13+6.372*LN(BX5)+0.213*(LN(BX5)^2))+((100-(40.13+6.372*LN(BX5)+0.213*(LN(BX5)^2)))*($H$11/100)),(40.13+6.372*LN(BX5)+0.213*(LN(BX5)^2)))+((100-(40.13+6.372*LN(BX5)+0.213*(LN(BX5)^2)))*($H$13/100)),IF($H$10=\"YES\",(40.13+6.372*LN(BX5)+0.213*(LN(BX5)^2))+((100-(40.13+6.372*LN(BX5)+0.213*(LN(BX5)^2)))*($H$11/100)),(40.13+6.372*LN(BX5)+0.213*(LN(BX5)^2))))","v":49.372813636914252},{"$f":"IF($H$12=\"YES\",IF($H$10=\"YES\",((43.75*BX5)/(4.38+BX5))+((100-((43.75*BX5)/(4.38+BX5)))*($H$11/100)),((43.75*BX5)/(4.38+BX5)))+((100-((43.75*BX5)/(4.38+BX5)))*($H$13/100)),IF($H$10=\"YES\",((43.75*BX5)/(4.38+BX5))+((100-((43.75*BX5)/(4.38+BX5)))*($H$11/100)),((43.75*BX5)/(4.38+BX5))))","v":20.883054892601436},null,{"$f":"IF(IF(CH5>=$K$16,1,0)>0,CC4+1,IF(CH5>=$K$16,1,0))","v":2},{"$f":"IF(IF(CG5>=$K$17,1,0)>0,CD4+1,IF(CG5>=$K$17,1,0))","v":2},4,{"$f":"$AA$26*(CE5/365)","v":0},{"$f":"(40.13+6.372*LN(CE5)+0.213*(LN(CE5)^2))","v":49.372813636914252},{"$f":"((43.75*CE5)/(4.38+CE5))","v":20.883054892601436}]
[null,null,null,null,null,null,null,"Catchment 1","Catchment 2","Catchment3","Catchment 4",null,"REQUIRED REMAINING TREATMENT EFFICIENCIES OF TREATMENT SYSTEM IN SERIES WITH FLOATING ISLANDS WITH WET DETENTION. USE FOR SIZING OF TREATMENT SYSTEM IN SERIES WITH FLOATING ISLANDS WITH WET DETENTION. ",null,null,null,null,null,null,null,null,null,{"$error":"#REF!"},0.75,null,{"$f":"'Retention Basin'!AB6","v":{"$error":"#REF!"}},null,null,null,null,null,3,3,6,0,52.230906962977237,25.289017341040466,null,3,3,6,0,52.230906962977237,25.289017341040466,null,3,3,6,0,52.230906962977237,25.289017341040466,null,3,3,6,0,52.230906962977237,25.289017341040466,null,3,3,6,0,52.230906962977237,25.289017341040466,null,3,3,6,0,52.230906962977237,25.289017341040466,null,3,3,6,0,52.230906962977237,25.289017341040466,null,3,3,6,0,52.230906962977237,25.289017341040466]
[null,"Total pre-development catchment area:",null,null,null,null,null,{"$f":"'Watershed Characteristics'!$G$14","v":0},{"$f":"'Watershed Characteristics'!$G$29","v":0},{"$f":"'Watershed Characteristics'!$G$44","v":0},{"$f":"'Watershed Characteristics'!$G$59","v":0},"ac",null,null,null,null,null,null,null,null,null,null,{"$error":"#REF!"},1,null,{"$f":"'Retention Basin'!AB7","v":{"$error":"#REF!"}},null,null,null,null,null,4,4,8,0,54.301229931265112,28.271405492730214,null,4,4,8,0,54.301229931265112,28.271405492730214,null,4,4,8,0,54.301229931265112,28.271405492730214,null,4,4,8,0,54.301229931265112,28.271405492730214,null,4,4,8,0,54.301229931265112,28.271405492730214,null,4,4,8,0,54.301229931265112,28.271405492730214,null,4,4,8,0,54.301229931265112,28.271405492730214,null,4,4,8,0,54.301229931265112,28.271405492730214]
[null,"Total post-development catchment area:",null,null,null,null,null,{"$f":"'Watershed Characteristics'!$G$15-'Watershed Characteristics'!$G$20","v":0},{"$f":"'Watershed Characteristics'!$G$30-'Watershed Characteristics'!$G$35","v":0},{"$f":"'Watershed Characteristics'!$G$45-'Watershed Characteristics'!$G$50","v":0},{"$f":"'Watershed Characteristics'!$G$60-'Watershed Characteristics'!$G$65","v":0},"ac",null,null,null,null,null,null,null,null,null,null,{"$error":"#REF!"},1.25,null,{"$f":"'Retention Basin'!AB8","v":{"$error":"#REF!"}},null,null,null,null,null,5,5,10,0,55.931376510089962,30.424200278164118,null,5,5,10,0,55.931376510089962,30.424200278164118,null,5,5,10,0,55.931376510089962,30.424200278164118,null,5,5,10,0,55.931376510089962,30.424200278164118,null,5,5,10,0,55.931376510089962,30.424200278164118,null,5,5,10,0,55.931376510089962,30.424200278164118,null,5,5,10,0,55.931376510089962,30.424200278164118,null,5,5,10,0,55.931376510089962,30.424200278164118]
[null,"Average annual residence time (between 1 and 500 days)",null,null,null,null,null,null,null,null,null,"days",null,null,null,null,null,null,null,null,null,null,{"$error":"#REF!"},1.5,null,{"$f":"'Retention Basin'!AB9","v":{"$error":"#REF!"}},null,null,null,null,null,6,6,15,0,58.947739026353197,33.862229102167184,null,6,6,15,0,58.947739026353197,33.862229102167184,null,6,6,15,0,58.947739026353197,33.862229102167184,null,6,6,15,0,58.947739026353197,33.862229102167184,null,6,6,15,0,58.947739026353197,33.862229102167184,null,6,6,15,0,58.947739026353197,33.862229102167184,null,6,6,15,0,58.947739026353197,33.862229102167184,null,6,6,15,0,58.947739026353197,33.862229102167184]
[null,"Littoral Zone or other improvements used?",null,null,null,null,null,null,null,null,null,null,null,null,null,null,null,null,null,null,null,null,{"$error":"#REF!"},1.75,null,{"$f":"'Retention Basin'!AB10","v":{"$error":"#REF!"}},null,null,null,null,null,7,7,20,0,61.130355772161195,35.890073831009026,null,7,7,20,0,61.130355772161195,35.890073831009026,null,7,7,20,0,61.130355772161195,35.890073831009026,null,7,7,20,0,61.130355772161195,35.890073831009026,null,7,7,20,0,61.130355772161195,35.890073831009026,null,7,7,20,0,61.130355772161195,35.890073831009026,null,7,7,20,0,61.130355772161195,35.890073831009026,null,7,7,20,0,61.130355772161195,35.890073831009026]
[null,"Littoral Zone or other improvement efficiency credit:",null,null,null,null,null,null,null,null,null,"%",null,null,null,null,null,null,null,null,null,null,{"$error":"#REF!"},2,null,{"$f":"'Retention Basin'!AB11","v":{"$error":"#REF!"}},null,null,null,null,null,8,8,25,0,62.847604171731334,37.22770592239619,null,8,8,25,0,62.847604171731334,37.22770592239619,null,8,8,25,0,62.847604171731334,37.22770592239619,null,8,8,25,0,62.847604171731334,37.22770592239619,null,8,8,25,0,62.847604171731334,37.22770592239619,null,8,8,25,0,62.847604171731334,37.22770592239619,null,8,8,25,0,62.847604171731334,37.22770592239619,null,8,8,25,0,62.847604171731334,37.22770592239619]
[null,"Floating Wetland or Mats used in the design:",null,null,null,null,null,null,null,null,null,null,null,null,null,null,null,null,null,null,null,null,{"$error":"#REF!"},2.25,null,{"$f":"'Retention Basin'!AB12","v":{"$error":"#REF!"}},null,null,null,null,null,9,9,30,0,64.266444308933686,38.176265270506107,null,9,9,30,0,64.266444308933686,38.176265270506107,null,9,9,30,0,64.266444308933686,38.176265270506107,null,9,9,30,0,64.266444308933686,38.176265270506107,null,9,9,30,0,64.266444308933686,38.176265270506107,null,9,9,30,0,64.266444308933686,38.176265270506107,null,9,9,30,0,64.266444308933686,38.176265270506107,null,9,9,30,0,64.266444308933686,38.176265270506107]
[null,"Floating Wetland or Mats credit:",null,null,null,null,null,null,null,null,null,"%","Remaining treatment efficiency needed (Nitrogen):",null,null,null,{"$f":"IFERROR(IF(((($J$13/100)-($J$15/100))/(1-($J$15/100))*100)<0,0,((($J$13/100)-($J$15/100))/(1-($J$15/100))*100)),\"\")","v":""},"%",null,null,null,null,{"$error":"#REF!"},2.5,null,{"$f":"'Retention Basin'!AB13","v":{"$error":"#REF!"}},null,null,null,null,null,10,10,35,0,65.477104313376216,38.883951244286436,null,10,10,35,0,65.477104313376216,38.883951244286436,null,10,10,35,0,65.477104313376216,38.883951244286436,null,10,10,35,0,65.477104313376216,38.883951244286436,null,10,10,35,0,65.477104313376216,38.883951244286436,null,10,10,35,0,65.477104313376216,38.883951244286436,null,10,10,35,0,65.477104313376216,38.883951244286436,null,10,10,35,0,65.477104313376216,38.883951244286436]
[null,"Total Nitrogen removal required:",null,null,null,null,null,{"$f":"IFERROR('Watershed Characteristics'!$AE$46,\"\")","v":""},{"$f":"IFERROR('Watershed Characteristics'!$AE$47,\"\")","v":""},{"$f":"IFERROR('Watershed Characteristics'!$AE$48,\"\")","v":""},{"$f":"IFERROR('Watershed Characteristics'!$AE$49,\"\")","v":""},"%","Remaining treatment efficiency needed (Phosphorus):",null,null,null,{"$f":"IFERROR(IF((($J$14/100)-($J$16/100))/(1-($J$16/100))*100<0,0,(($J$14/100)-($J$16/100))/(1-($J$16/100))*100),\"\")","v":""},"%",null,null,null,null,{"$error":"#REF!"},2.75,null,{"$f":"'Retention Basin'!AB14","v":{"$error":"#REF!"}},null,null,null,null,null,11,11,40,0,66.534008018161586,39.43217665615142,null,11,11,40,0,66.534008018161586,39.43217665615142,null,11,11,40,0,66.534008018161586,39.43217665615142,null,11,11,40,0,66.534008018161586,39.43217665615142,null,11,11,40,0,66.534008018161586,39.43217665615142,null,11,11,40,0,66.534008018161586,39.43217665615142,null,11,11,40,0,66.534008018161586,39.43217665615142,null,11,11,40,0,66.534008018161586,39.43217665615142]
[null,"Total Phosphorus removal required:",null,null,null,null,null,{"$f":"IFERROR('Watershed Characteristics'!$AF$46,\"\")","v":""},{"$f":"IFERROR('Watershed Characteristics'!$AF$47,\"\")","v":""},{"$f":"IFERROR('Watershed Characteristics'!$AF$48,\"\")","v":""},{"$f":"IFERROR('Watershed Characteristics'!$AF$49,\"\")","v":""},"%",null,null,null,null,null,null,null,null,null,null,{"$error":"#REF!"},3,null,{"$f":"'Retention Basin'!AB15","v":{"$error":"#REF!"}},null,null,null,null,null,12,12,45,0,67.472568078064668,39.869380315917375,null,12,12,45,0,67.472568078064668,39.869380315917375,null,12,12,45,0,67.472568078064668,39.869380315917375,null,12,12,45,0,67.472568078064668,39.869380315917375,null,12,12,45,0,67.472568078064668,39.869380315917375,null,12,12,45,0,67.472568078064668,39.869380315917375,null,12,12,45,0,67.472568078064668,39.869380315917375,null,12,12,45,0,67.472568078064668,39.869380315917375]
[null,"Total Nitrogen removal efficiency:",null,null,null,null,null,{"$f":"IF($H$12=\"YES\",(IF($H$10=\"YES\",((43.75*H9)/(4.38+H9))+((100-((43.75*H9)/(4.38+H9)))*($H$11/100)),((43.75*H9)/(4.38+H9))))+((100-((43.75*H9)/(4.38+H9)))*($H$13/100)),(IF($H$10=\"YES\",((43.75*H9)/(4.38+H9))+((100-((43.75*H9)/(4.38+H9)))*($H$11/100)),((43.75*H9)/(4.38+H9)))))","v":0},{"$f":"IF($I$12=\"YES\",(IF($I$10=\"YES\",((43.75*I9)/(4.38+I9))+((100-((43.75*I9)/(4.38+I9)))*($I$11/100)),((43.75*I9)/(4.38+I9))))+((100-((43.75*I9)/(4.38+I9)))*($I$13/100)),(IF($I$10=\"YES\",((43.75*I9)/(4.38+I9))+((100-((43.75*I9)/(4.38+I9)))*($I$11/100)),((43.75*I9)/(4.38+I9)))))","v":0},{"$f":"IF($J$12=\"YES\",(IF($J$10=\"YES\",((43.75*J9)/(4.38+J9))+((100-((43.75*J9)/(4.38+J9)))*($J$11/100)),((43.75*J9)/(4.38+J9))))+((100-((43.75*J9)/(4.38+J9)))*($J$13/100)),(IF($J$10=\"YES\",((43.75*J9)/(4.38+J9))+((100-((43.75*J9)/(4.38+J9)))*($J$11/100)),((43.75*J9)/(4.38+J9)))))","v":0},{"$f":"IF($K$12=\"YES\",(IF($K$10=\"YES\",((43.75*K9)/(4.38+K9))+((100-((43.75*K9)/(4.38+K9)))*($K$11/100)),((43.75*K9)/(4.38+K9))))+((100-((43.75*K9)/(4.38+K9)))*($K$13/100)),(IF($K$10=\"YES\",((43.75*K9)/(4.38+K9))+((100-((43.75*K9)/(4.38+K9)))*($K$11/100)),((43.75*K9)/(4.38+K9)))))","v":0},"%",null,null,null,null,null,null,null,null,null,null,{"$error":"#REF!"},3.25,null,{"$f":"'Retention Basin'!AB16","v":{"$error":"#REF!"}},null,null,null,null,null,13,13,50,0,68.317146401522947,40.22618609783008,null,13,13,50,0,68.317146401522947,40.22618609783008,null,13,13,50,0,68.317146401522947,40.22618609783008,null,13,13,50,0,68.317146401522947,40.22618609783008,null,13,13,50,0,68.317146401522947,40.22618609783008,null,13,13,50,0,68.317146401522947,40.22618609783008,null,13,13,50,0,68.317146401522947,40.22618609783008,null,13,13,50,0,68.317146401522947,40.22618609783008]
[null,"Total Phosphorous removal efficiency:",null,null,null,null,null,{"$f":"IF($H$12=\"YES\",IF($H$10=\"YES\",IF(ISERROR(40.13+6.372*LN($H$9)+0.213*(LN($H$9)^2))=TRUE,0,(40.13+6.372*LN($H$9)+0.213*(LN($H$9)^2)))+((100-(40.13+6.372*LN($H$9)+0.213*(LN($H$9)^2)))*($H$11/100)),IF(ISERROR(40.13+6.372*LN($H$9)+0.213*(LN($H$9)^2))=TRUE,0,(40.13+6.372*LN($H$9)+0.213*(LN($H$9)^2))))+((100-(40.13+6.372*LN($H$9)+0.213*(LN($H$9)^2)))*($H$13/100)),IF($H$9=\"YES\",IF(ISERROR(40.13+6.372*LN($H$9)+0.213*(LN($H$9)^2))=TRUE,0,(40.13+6.372*LN($H$9)+0.213*(LN($H$9)^2)))+((100-(40.13+6.372*LN($H$9)+0.213*(LN($H$9)^2)))*($H$11/100)),IF(ISERROR(40.13+6.372*LN($H$9)+0.213*(LN($H$9)^2))=TRUE,0,(40.13+6.372*LN($H$9)+0.213*(LN($H$9)^2)))))","v":0},{"$f":"IF($I$12=\"YES\",IF($I$10=\"YES\",IF(ISERROR(40.13+6.372*LN($I$9)+0.213*(LN($I$9)^2))=TRUE,0,(40.13+6.372*LN($I$9)+0.213*(LN($I$9)^2)))+((100-(40.13+6.372*LN($I$9)+0.213*(LN($I$9)^2)))*($I$11/100)),IF(ISERROR(40.13+6.372*LN($I$9)+0.213*(LN($I$9)^2))=TRUE,0,(40.13+6.372*LN($I$9)+0.213*(LN($I$9)^2))))+((100-(40.13+6.372*LN($I$9)+0.213*(LN($I$9)^2)))*($I$13/100)),IF($I$9=\"YES\",IF(ISERROR(40.13+6.372*LN($I$9)+0.213*(LN($I$9)^2))=TRUE,0,(40.13+6.372*LN($I$9)+0.213*(LN($I$9)^2)))+((100-(40.13+6.372*LN($I$9)+0.213*(LN($I$9)^2)))*($I$11/100)),IF(ISERROR(40.13+6.372*LN($I$9)+0.213*(LN($I$9)^2))=TRUE,0,(40.13+6.372*LN($I$9)+0.213*(LN($I$9)^2)))))","v":0},{"$f":"IF($J$12=\"YES\",IF($J$10=\"YES\",IF(ISERROR(40.13+6.372*LN($J$9)+0.213*(LN($J$9)^2))=TRUE,0,(40.13+6.372*LN($J$9)+0.213*(LN($J$9)^2)))+((100-(40.13+6.372*LN($J$9)+0.213*(LN($J$9)^2)))*($J$11/100)),IF(ISERROR(40.13+6.372*LN($J$9)+0.213*(LN($J$9)^2))=TRUE,0,(40.13+6.372*LN($J$9)+0.213*(LN($J$9)^2))))+((100-(40.13+6.372*LN($J$9)+0.213*(LN($J$9)^2)))*($J$13/100)),IF($J$9=\"YES\",IF(ISERROR(40.13+6.372*LN($J$9)+0.213*(LN($J$9)^2))=TRUE,0,(40.13+6.372*LN($J$9)+0.213*(LN($J$9)^2)))+((100-(40.13+6.372*LN($J$9)+0.213*(LN($J$9)^2)))*($J$11/100)),IF(ISERROR(40.13+6.372*LN($J$9)+0.213*(LN($J$9)^2))=TRUE,0,(40.13+6.372*LN($J$9)+0.213*(LN($J$9)^2)))))","v":0},{"$f":"IF($K$12=\"YES\",IF($K$10=\"YES\",IF(ISERROR(40.13+6.372*LN($K$9)+0.213*(LN($K$9)^2))=TRUE,0,(40.13+6.372*LN($K$9)+0.213*(LN($K$9)^2)))+((100-(40.13+6.372*LN($K$9)+0.213*(LN($K$9)^2)))*($K$11/100)),IF(ISERROR(40.13+6.372*LN($K$9)+0.213*(LN($K$9)^2))=TRUE,0,(40.13+6.372*LN($K$9)+0.213*(LN($K$9)^2))))+((100-(40.13+6.372*LN($K$9)+0.213*(LN($K$9)^2)))*($K$13/100)),IF($K$9=\"YES\",IF(ISERROR(40.13+6.372*LN($K$9)+0.213*(LN($K$9)^2))=TRUE,0,(40.13+6.372*LN($K$9)+0.213*(LN($K$9)^2)))+((100-(40.13+6.372*LN($K$9)+0.213*(LN($K$9)^2)))*($K$11/100)),IF(ISERROR(40.13+6.372*LN($K$9)+0.213*(LN($K$9)^2))=TRUE,0,(40.13+6.372*LN($K$9)+0.213*(LN($K$9)^2)))))","v":0},"%",null,null,null,null,null,null,null,null,null,null,{"$error":"#REF!"},3.5,null,{"$f":"'Retention Basin'!AB17","v":{"$error":"#REF!"}},null,null,null,null,null,14,14,60,0,69.789822575443324,40.773532152842499,null,14,14,60,0,69.789822575443324,40.773532152842499,null,14,14,60,0,69.789822575443324,40.773532152842499,null,14,14,60,0,69.789822575443324,40.773532152842499,null,14,14,60,0,69.789822575443324,40.773532152842499,null,14,14,60,0,69.789822575443324,40.773532152842499,null,14,14,60,0,69.789822575443324,40.773532152842499,null,14,14,60,0,69.789822575443324,40.773532152842499]
[null,"Is the wet detention sufficient:",null,null,null,null,null,{"$f":"IF(H17=0,\"\",IF(SUM(IF($H$15>=$H$13,1,0),IF($H$16>=$H$14,1,0))>1.999,\"YES\",\"NO\"))","v":""},{"$f":"IF(I17=0,\"\",IF(SUM(IF($I$15>=$I$13,1,0),IF($I$16>=$I$14,1,0))>1.999,\"YES\",\"NO\"))","v":""},{"$f":"IF(J17=0,\"\",IF(SUM(IF($J$15>=$J$13,1,0),IF($J$16>=$J$14,1,0))>1.999,\"YES\",\"NO\"))","v":""},{"$f":"IF(K17=0,\"\",IF(SUM(IF($K$15>=$K$13,1,0),IF($K$16>=$K$14,1,0))>1.999,\"YES\",\"NO\"))","v":""},null,null,null,null,null,null,null,null,null,null,null,{"$error":"#REF!"},3.75,null,{"$f":"'Retention Basin'!AB18","v":{"$error":"#REF!"}},null,null,null,null,null,15,15,70,0,71.046000300364028,41.17370260822802,null,15,15,70,0,71.046000300364028,41.17370260822802,null,15,15,70,0,71.046000300364028,41.17370260822802,null,15,15,70,0,71.046000300364028,41.17370260822802,null,15,15,70,0,71.046000300364028,41.17370260822802,null,15,15,70,0,71.046000300364028,41.17370260822802,null,15,15,70,0,71.046000300364028,41.17370260822802,null,15,15,70,0,71.046000300364028,41.17370260822802]
[null,"Average annual runoff volume:",null,null,null,null,null,{"$f":"IF(H8=0, \"\", 'Watershed Characteristics'!$T$18)","v":""},{"$f":"IF(I8=0, \"\", 'Watershed Characteristics'!$T$33)","v":""},{"$f":"IF(J8=0, \"\", 'Watershed Characteristics'!$T$48)","v":""},{"$f":"IF(K8=0, \"\", 'Watershed Characteristics'!$T$63)","v":""},"ac-ft/yr",null,null,null,null,null,null,null,null,null,null,{"$error":"#REF!"},4,null,{"$f":"'Retention Basin'!AB19","v":{"$error":"#REF!"}},null,null,null,null,null,16,16,80,0,72.14233324809112,41.479023465276136,null,16,16,80,0,72.14233324809112,41.479023465276136,null,16,16,80,0,72.14233324809112,41.479023465276136,null,16,16,80,0,72.14233324809112,41.479023465276136,null,16,16,80,0,72.14233324809112,41.479023465276136,null,16,16,80,0,72.14233324809112,41.479023465276136,null,16,16,80,0,72.14233324809112,41.479023465276136,null,16,16,80,0,72.14233324809112,41.479023465276136]
[null,null,null,null,null,null,null,null,null,null,null,null,null,null,null,null,null,null,null,null,null,null,null,null,null,null,null,null,null,null,null,17,17,90,0,73.115672365083583,41.719643992371267,null,17,17,90,0,73.115672365083583,41.719643992371267,null,17,17,90,0,73.115672365083583,41.719643992371267,null,17,17,90,0,73.115672365083583,41.719643992371267,null,17,17,90,0,73.115672365083583,41.719643992371267,null,17,17,90,0,73.115672365083583,41.719643992371267,null,17,17,90,0,73.115672365083583,41.719643992371267,null,17,17,90,0,73.115672365083583,41.719643992371267]
[null,"Wet Detention Pond Characteristic:",null,null,null,null,null,null,null,null,null,null,null,null,null,null,null,null,null,null,null,null,"Interpolation for Retention Amount:",null,null,null,null,null,null,null,null,18,18,100,0,73.991361615243719,41.914159800728108,null,18,18,100,0,73.991361615243719,41.914159800728108,null,18,18,100,0,73.991361615243719,41.914159800728108,null,18,18,100,0,73.991361615243719,41.914159800728108,null,18,18,100,0,73.991361615243719,41.914159800728108,null,18,18,100,0,73.991361615243719,41.914159800728108,null,18,18,100,0,73.991361615243719,41.914159800728108,null,18,18,100,0,73.991361615243719,41.914159800728108]
[null,"Minimum Pond Permanent Pool Volume:",null,null,null,null,null,{"$f":"IF((H9>0),(H9*H19/365),\"\")","v":""},{"$f":"IF((I9>0),(I9*I19/365),\"\")","v":""},{"$f":"IF((J9>0),(J9*J19/365),\"\")","v":""},{"$f":"IF((K9>0),(K9*K19/365),\"\")","v":""},"ac-ft",null,null,null,null,null,null,null,null,null,null,null,null,null,null,null,null,null,null,null,19,19,200,0,79.870249812893633,42.812408259125156,null,19,19,200,0,79.870249812893633,42.812408259125156,null,19,19,200,0,79.870249812893633,42.812408259125156,null,19,19,200,0,79.870249812893633,42.812408259125156,null,19,19,200,0,79.870249812893633,42.812408259125156,null,19,19,200,0,79.870249812893633,42.812408259125156,null,19,19,200,0,79.870249812893633,42.812408259125156,null,19,19,200,0,79.870249812893633,42.812408259125156]
[null,null,null,null,null,null,null,null,null,"NOTE FOR TREATMENT EFFICIENCY GRAPH:",null,null,null,null,null,null,null,null,null,null,null,null,null,{"$f":"VLOOKUP(0,W3:Z19,2)","v":0},{"$f":"VLOOKUP(0,W3:Z19,4)","v":0},null,null,null,null,null,null,20,20,300,0,83.404059580884891,43.120441553321506,null,20,20,300,0,83.404059580884891,43.120441553321506,null,20,20,300,0,83.404059580884891,43.120441553321506,null,20,20,300,0,83.404059580884891,43.120441553321506,null,20,20,300,0,83.404059580884891,43.120441553321506,null,20,20,300,0,83.404059580884891,43.120441553321506,null,20,20,300,0,83.404059580884891,43.120441553321506,null,20,20,300,0,83.404059580884891,43.120441553321506]
[null,null,null,null,null,null,null,null,null,null,null,null,null,null,null,null,null,null,null,null,null,null,null,{"$f":"VLOOKUP(1,W3:Z19,2)","v":0},{"$f":"VLOOKUP(1,W3:Z19,4)","v":0},null,null,null,null,null,null,21,21,400,0,85.953810994472718,43.276126415747562,null,21,21,400,0,85.953810994472718,43.276126415747562,null,21,21,400,0,85.953810994472718,43.276126415747562,null,21,21,400,0,85.953810994472718,43.276126415747562,null,21,21,400,0,85.953810994472718,43.276126415747562,null,21,21,400,0,85.953810994472718,43.276126415747562,null,21,21,400,0,85.953810994472718,43.276126415747562,null,21,21,400,0,85.953810994472718,43.276126415747562]
[null,null,null,null,null,null,null,null,null,null,null,null,null,null,null,null,null,null,null,null,null,null,null,null,null,null,"Catch 1","Catch 2","Catch 3","Catch 4",null,22,22,500,0,87.955831166161801,43.370078115706413,null,22,22,500,0,87.955831166161801,43.370078115706413,null,22,22,500,0,87.955831166161801,43.370078115706413,null,22,22,500,0,87.955831166161801,43.370078115706413,null,22,22,500,0,87.955831166161801,43.370078115706413,null,22,22,500,0,87.955831166161801,43.370078115706413,null,22,22,500,0,87.955831166161801,43.370078115706413,null,22,22,500,0,87.955831166161801,43.370078115706413]
[null,null,null,null,null,null,null,null,null,"The purpose of the treatment efficiency graphs is to help illustrate the treatment efficiency of the wet detention system as the function of average annual residence time (and permanent pool volume). The graph illustrates that there is a point of diminished return as the permanent pool volume is substantially increased. Therefore, to provide the most economical BMP treatment system, other alternatives such as \"treatment trains\" and compensatory treatment should be considered.",null,null,null,null,null,null,null,null,null,null,null,null,"Annual input to pond:",null,null,null,{"$f":"('Watershed Characteristics'!$T$18)*(1-(Sheet123!$C$29/100))","v":0},{"$f":"('Watershed Characteristics'!$T$33)*(1-(Sheet123!$D$29/100))","v":0},{"$f":"('Watershed Characteristics'!$T$48)*(1-(Sheet123!$E$29/100))","v":0},{"$f":"('Watershed Characteristics'!$T$63)*(1-(Sheet123!$F$29/100))","v":0},"ac-ft/year"]
[null,null,null,null,null,null,null,null,null,null,null,null,null,null,null,null,null,null,null,null,null,null,"Annual Mass Loading - Phosphorus",null,null,null,{"$f":"($AA$26*43560*7.48*3.785*'Watershed Characteristics'!$T$16/1000000)","v":0},{"$f":"($AB$26*43560*7.48*3.785*'Watershed Characteristics'!$T$31/1000000)","v":0},{"$f":"($AC$26*43560*7.48*3.785*'Watershed Characteristics'!$T$46/1000000)","v":0},{"$f":"($AD$26*43560*7.48*3.785*'Watershed Characteristics'!$T$61/1000000)","v":0},"kg/year",null,null,"N",{"$f":"VLOOKUP(0,AF3:AK25,3)","v":0},{"$f":"VLOOKUP(0,AF3:AK25,6)","v":0},null,null,null,null,"N",{"$f":"VLOOKUP(0,AM3:AR25,3)","v":0},{"$f":"VLOOKUP(0,AM3:AR25,6)","v":0},null,null,null,null,"N",{"$f":"VLOOKUP(0,AT3:AY25,3)","v":0},{"$f":"VLOOKUP(0,AT3:AY25,6)","v":0},null,null,null,null,"N",{"$f":"VLOOKUP(0,BA3:BF25,3)","v":0},{"$f":"VLOOKUP(0,BA3:BF25,6)","v":0},null,null,null,null,"N",{"$f":"VLOOKUP(0,BH3:BM25,3)","v":0},{"$f":"VLOOKUP(0,BH3:BM25,6)","v":0},null,null,null,null,"N",{"$f":"VLOOKUP(0,BO3:BT25,3)","v":0},{"$f":"VLOOKUP(0,BO3:BT25,6)","v":0},null,null,null,null,"N",{"$f":"VLOOKUP(0,BV3:CA25,3)","v":0},{"$f":"VLOOKUP(0,BV3:CA25,6)","v":0},null,null,null,null,"N",{"$f":"VLOOKUP(0,CC3:CH25,3)","v":0},{"$f":"VLOOKUP(0,CC3:CH25,6)","v":0}]
[null,null,null,null,null,null,null,null,null,null,null,null,null,null,null,null,null,null,null,null,null,null,"Total Phosphorus Concentration:",null,null,null,{"$f":"AA27*(1-(H17/100))","v":0},{"$f":"AB27*(1-(I17/100))","v":0},{"$f":"AC27*(1-(J17/100))","v":0},{"$f":"AD27*(1-(K17/100))","v":0},"kg/year",null,null,null,{"$f":"VLOOKUP(1,AF3:AK25,3)","v":2},{"$f":"VLOOKUP(1,AF3:AK25,6)","v":13.714733542319749},null,null,null,null,null,{"$f":"VLOOKUP(1,AM3:AR25,3)","v":2},{"$f":"VLOOKUP(1,AM3:AR25,6)","v":13.714733542319749},null,null,null,null,null,{"$f":"VLOOKUP(1,AT3:AY25,3)","v":2},{"$f":"VLOOKUP(1,AT3:AY25,6)","v":13.714733542319749},null,null,null,null,null,{"$f":"VLOOKUP(1,BA3:BF25,3)","v":2},{"$f":"VLOOKUP(1,BA3:BF25,6)","v":13.714733542319749},null,null,null,null,null,{"$f":"VLOOKUP(1,BH3:BM25,3)","v":2},{"$f":"VLOOKUP(1,BH3:BM25,6)","v":13.714733542319749},null,null,null,null,null,{"$f":"VLOOKUP(1,BO3:BT25,3)","v":2},{"$f":"VLOOKUP(1,BO3:BT25,6)","v":13.714733542319749},null,null,null,null,null,{"$f":"VLOOKUP(1,BV3:CA25,3)","v":2},{"$f":"VLOOKUP(1,BV3:CA25,6)","v":13.714733542319749},null,null,null,null,null,{"$f":"VLOOKUP(1,CC3:CH25,3)","v":2},{"$f":"VLOOKUP(1,CC3:CH25,6)","v":13.714733542319749}]
[null,null,null,null,null,null,null,null,null,null,null,null,null,null,null,null,null,null,null,null,null,null,"Mean Pond Concentration:",null,null,null,{"$f":"IF(ISERROR((AA28)*((1/(H22+AA26)*(1/43560)*(1/7.48)*(1/3.785)*(1000000))))=TRUE,0,((AA28)*((1/(H22+AA26)*(1/43560)*(1/7.48)*(1/3.785)*(1000000)))))","v":0},{"$f":"IF(ISERROR((AB28)*((1/(I22+AB26)*(1/43560)*(1/7.48)*(1/3.785)*(1000000))))=TRUE,0,((AB28)*((1/(I22+AB26)*(1/43560)*(1/7.48)*(1/3.785)*(1000000)))))","v":0},{"$f":"IF(ISERROR((AC28)*((1/(J22+AC26)*(1/43560)*(1/7.48)*(1/3.785)*(1000000))))=TRUE,0,((AC28)*((1/(J22+AC26)*(1/43560)*(1/7.48)*(1/3.785)*(1000000)))))","v":0},{"$f":"IF(ISERROR((AD28)*((1/(K22+AD26)*(1/43560)*(1/7.48)*(1/3.785)*(1000000))))=TRUE,0,((AD28)*((1/(K22+AD26)*(1/43560)*(1/7.48)*(1/3.785)*(1000000)))))","v":0},"mg/L",null,null,null,{"$f":"IF(ISERROR(IF($H$16>AK25,500,AJ27+(($H$16-AJ27)/(AJ28-AJ27)*(AI28-AI27))))=TRUE,0,(IF($H$16>AK25,500,AI27+(($H$16-AJ27)/(AJ28-AJ27)*(AI28-AI27)))))","v":0},null,null,null,null,null,null,{"$f":"IF(ISERROR(IF($H$16>AR25,500,AQ27+(($H$16-AQ27)/(AQ28-AQ27)*(AP28-AP27))))=TRUE,0,(IF($H$16>AR25,500,AP27+(($H$16-AQ27)/(AQ28-AQ27)*(AP28-AP27)))))","v":0},null,null,null,null,null,null,{"$f":"IF(ISERROR(IF($I$16>AY25,500,AX27+(($I$16-AX27)/(AX28-AX27)*(AW28-AW27))))=TRUE,0,(IF($I$16>AY25,500,AW27+(($I$16-AX27)/(AX28-AX27)*(AW28-AW27)))))","v":0},null,null,null,null,null,null,{"$f":"IF(ISERROR(IF($I$16>BF25,500,BE27+(($I$16-BE27)/(BE28-BE27)*(BD28-BD27))))=TRUE,0,(IF($I$16>BF25,500,BD27+(($I$16-BE27)/(BE28-BE27)*(BD28-BD27)))))","v":0},null,null,null,null,null,null,{"$f":"IF(ISERROR(IF($J$16>BM25,500,BL27+(($J$16-BL27)/(BL28-BL27)*(BK28-BK27))))=TRUE,0,(IF($J$16>BM25,500,BK27+(($J$16-BL27)/(BL28-BL27)*(BK28-BK27)))))","v":0},null,null,null,null,null,null,{"$f":"IF(ISERROR(IF($J$16>BT25,500,BS27+(($J$16-BS27)/(BS28-BS27)*(BR28-BR27))))=TRUE,0,(IF($J$16>BT25,500,BR27+(($J$16-BS27)/(BS28-BS27)*(BR28-BR27)))))","v":0},null,null,null,null,null,null,{"$f":"IF(ISERROR(IF($K$16>CA25,500,BZ27+(($K$16-BZ27)/(BZ28-BZ27)*(BY28-BY27))))=TRUE,0,(IF($K$16>CA25,500,BY27+(($K$16-BZ27)/(BZ28-BZ27)*(BY28-BY27)))))","v":0},null,null,null,null,null,null,{"$f":"IF(ISERROR(IF($K$16>CH25,500,CG27+(($K$16-CG27)/(CG28-CG27)*(CF28-CF27))))=TRUE,0,(IF($K$16>CH25,500,CF27+(($K$16-CG27)/(CG28-CG27)*(CF28-CF27)))))","v":0}]
[null,null,null,null,null,null,null,null,null,null,null,null,null,null,null,null,null,null,null,null,null,null,"Mean Chlorophyll-a Concentration:",null,null,null,{"$f":"IF(ISERROR(EXP((1.058*LN(AA29*1000)-0.934)))=TRUE,0,(EXP((1.058*LN(AA29*1000)-0.934))))","v":0},{"$f":"IF(ISERROR(EXP((1.058*LN(AB29*1000)-0.934)))=TRUE,0,(EXP((1.058*LN(AB29*1000)-0.934))))","v":0},{"$f":"IF(ISERROR(EXP((1.058*LN(AC29*1000)-0.934)))=TRUE,0,(EXP((1.058*LN(AC29*1000)-0.934))))","v":0},{"$f":"IF(ISERROR(EXP((1.058*LN(AD29*1000)-0.934)))=TRUE,0,(EXP((1.058*LN(AD29*1000)-0.934))))","v":0},"mg/cm"]
[null,null,null,null,null,null,null,null,null,null,null,null,null,null,null,null,null,null,null,null,null,null,"Mean Secchi Disk Depth:",null,null,null,{"$f":"IF(AA30=0,0,((24.2386+(0.3041*AA30))/(6.0632+AA30))*3.2808)","v":0},{"$f":"IF(AB30=0,0,((24.2386+(0.3041*AB30))/(6.0632+AB30))*3.2808)","v":0},{"$f":"IF(AC30=0,0,((24.2386+(0.3041*AC30))/(6.0632+AC30))*3.2808)","v":0},{"$f":"IF(AD30=0,0,((24.2386+(0.3041*AD30))/(6.0632+AD30))*3.2808)","v":0},"ft",null,null,"P",{"$f":"VLOOKUP(0,AG3:AK25,2)","v":0},{"$f":"VLOOKUP(0,AG3:AK25,4)","v":0},null,null,null,null,"P",{"$f":"VLOOKUP(0,AN3:AR25,2)","v":0},{"$f":"VLOOKUP(0,AN3:AR25,4)","v":0},null,null,null,null,"P",{"$f":"VLOOKUP(0,AU3:AY25,2)","v":0},{"$f":"VLOOKUP(0,AU3:AY25,4)","v":0},null,null,null,null,"P",{"$f":"VLOOKUP(0,BB3:BF25,2)","v":0},{"$f":"VLOOKUP(0,BB3:BF25,4)","v":0},null,null,null,null,"P",{"$f":"VLOOKUP(0,BI3:BM25,2)","v":0},{"$f":"VLOOKUP(0,BI3:BM25,4)","v":0},null,null,null,null,"P",{"$f":"VLOOKUP(0,BP3:BT25,2)","v":0},{"$f":"VLOOKUP(0,BP3:BT25,4)","v":0},null,null,null,null,"P",{"$f":"VLOOKUP(0,BW3:CA25,2)","v":0},{"$f":"VLOOKUP(0,BW3:CA25,4)","v":0},null,null,null,null,"P",{"$f":"VLOOKUP(0,CD3:CH25,2)","v":0},{"$f":"VLOOKUP(0,CD3:CH25,4)","v":0}]
[null,null,null,null,null,null,null,null,null,null,null,null,null,null,null,null,null,null,null,null,null,null,null,null,null,null,null,null,null,null,null,null,null,null,{"$f":"VLOOKUP(1,AG3:AK25,2)","v":2},{"$f":"VLOOKUP(1,AG3:AK25,4)","v":44.649070326492549},null,null,null,null,null,{"$f":"VLOOKUP(1,AN3:AR25,2)","v":2},{"$f":"VLOOKUP(1,AN3:AR25,4)","v":44.649070326492549},null,null,null,null,null,{"$f":"VLOOKUP(1,AU3:AY25,2)","v":2},{"$f":"VLOOKUP(1,AU3:AY25,4)","v":44.649070326492549},null,null,null,null,null,{"$f":"VLOOKUP(1,BB3:BF25,2)","v":2},{"$f":"VLOOKUP(1,BB3:BF25,4)","v":44.649070326492549},null,null,null,null,null,{"$f":"VLOOKUP(1,BI3:BM25,2)","v":2},{"$f":"VLOOKUP(1,BI3:BM25,4)","v":44.649070326492549},null,null,null,null,null,{"$f":"VLOOKUP(1,BP3:BT25,2)","v":2},{"$f":"VLOOKUP(1,BP3:BT25,4)","v":44.649070326492549},null,null,null,null,null,{"$f":"VLOOKUP(1,BW3:CA25,2)","v":2},{"$f":"VLOOKUP(1,BW3:CA25,4)","v":44.649070326492549},null,null,null,null,null,{"$f":"VLOOKUP(1,CD3:CH25,2)","v":2},{"$f":"VLOOKUP(1,CD3:CH25,4)","v":44.649070326492549}]
[null,null,null,null,null,null,null,null,null,null,null,null,null,null,null,null,null,null,null,null,null,null,"YES",10,10,null,null,null,null,null,null,null,null,null,{"$f":"IF(ISERROR(IF($H$17>AJ25,500,AI31+(($H$17-AJ31)/(AJ32-AJ31)*(AI32-AI31))))=TRUE,0,(IF($H$17>AJ25,500,AI31+(($H$17-AJ31)/(AJ32-AJ31)*(AI32-AI31)))))","v":0},null,null,null,null,null,null,{"$f":"IF(ISERROR(IF($H$17>AQ25,500,AP31+(($H$17-AQ31)/(AQ32-AQ31)*(AP32-AP31))))=TRUE,0,(IF($H$17>AQ25,500,AP31+(($H$17-AQ31)/(AQ32-AQ31)*(AP32-AP31)))))","v":0},null,null,null,null,null,null,{"$f":"IF(ISERROR(IF($I$17>AX25,500,AW31+(($I$17-AX31)/(AX32-AX31)*(AW32-AW31))))=TRUE,0,(IF($I$17>AX25,500,AW31+(($I$17-AX31)/(AX32-AX31)*(AW32-AW31)))))","v":0},null,null,null,null,null,null,{"$f":"IF(ISERROR(IF($I$17>BE25,500,BD31+(($I$17-BE31)/(BE32-BE31)*(BD32-BD31))))=TRUE,0,(IF($I$17>BE25,500,BD31+(($I$17-BE31)/(BE32-BE31)*(BD32-BD31)))))","v":0},null,null,null,null,null,null,{"$f":"IF(ISERROR(IF($J$17>BL25,500,BK31+(($J$17-BL31)/(BL32-BL31)*(BK32-BK31))))=TRUE,0,(IF($J$17>BL25,500,BK31+(($J$17-BL31)/(BL32-BL31)*(BK32-BK31)))))","v":0},null,null,null,null,null,null,{"$f":"IF(ISERROR(IF($J$17>BS25,500,BR31+(($J$17-BS31)/(BS32-BS31)*(BR32-BR31))))=TRUE,0,(IF($J$17>BS25,500,BR31+(($J$17-BS31)/(BS32-BS31)*(BR32-BR31)))))","v":0},null,null,null,null,null,null,{"$f":"IF(ISERROR(IF($K$17>BZ25,500,BY31+(($K$17-BZ31)/(BZ32-BZ31)*(BY32-BY31))))=TRUE,0,(IF($K$17>BZ25,500,BY31+(($K$17-BZ31)/(BZ32-BZ31)*(BY32-BY31)))))","v":0},null,null,null,null,null,null,{"$f":"IF(ISERROR(IF($K$17>CG25,500,CF31+(($K$17-CG31)/(CG32-CG31)*(CF32-CF31))))=TRUE,0,(IF($K$17>CG25,500,CF31+(($K$17-CG31)/(CG32-CG31)*(CF32-CF31)))))","v":0}]
[null,null,null,null,null,null,null,null,null,null,null,null,null,null,null,null,null,null,null,null,null,null,"NO",15,20,null,null,null,"Catchment 1","Catchment 2","Catchment 3","Catchment 4"]
[null,null,null,null,null,null,null,null,null,null,null,null,null,null,null,null,null,null,null,null,null,null,null,20,30,null,null,"N",{"$f":"AE62","v":""},{"$f":"AE72","v":""},{"$f":"AE82","v":""},{"$f":"AE92","v":""}]
[null,null,null,null,null,null,null,null,null,null,null,null,null,null,null,null,null,null,null,null,null,null,null,null,40,null,null,"P",{"$f":"AE67","v":""},{"$f":"AE77","v":""},{"$f":"AE87","v":""},{"$f":"AE97","v":""},null,null,null,null,null,null,null,null,null,"Catchment 1 Time equiv","Catchment 2 Time equiv","Catchment 3 Time equiv","Catchment 4 Time equiv"]
[null,null,null,null,null,null,null,null,null,null,null,null,null,null,null,null,null,null,null,null,null,null,null,null,null,null,null,null,null,null,null,null,null,null,null,null,null,null,null,null,null,{"$f":"IF($H$10=\"YES\", AI29, AP29)","v":0},{"$f":"IF($I$10=\"YES\", AW29, BD29)","v":0},{"$f":"IF($J$10=\"YES\", BK29, BR29)","v":0},{"$f":"IF($K$10=\"YES\", BY29, CF29)","v":0}]
[null,null,null,null,null,null,null,null,null,null,null,null,null,null,null,null,null,null,null,null,null,null,null,null,null,null,null,null,null,null,null,null,null,null,null,null,null,null,null,null,null,{"$f":"IF($H$10=\"YES\", AI33, AP33)","v":0},{"$f":"IF($I$10=\"YES\", AW33, BD33)","v":0},{"$f":"IF($J$10=\"YES\", BK33, BR33)","v":0},{"$f":"IF($K$10=\"YES\", BY33, CF33)","v":0}]
[null,null,null,null,null,null,null,null,null,null,null,null,"Source of Graphic: draft STORMWATER QUALITY APPLICANT’S HANDBOOK dated March 2010, by the Department of Environmental Protection, available at: http://www.dep.state.fl.us/water/wetlands/erp/rules/stormwater, March 2010",null,null,null,null,null,null,null,null,null,"N","P","N","P","N","P","N","P","Retention Amount:","Efficiency Provided:"]
[null,null,null,null,null,null,null,null,null,null,null,null,null,null,null,null,null,null,null,null,null,null,0,0,0,0,0,0,0,0,0,null,0]
[null,null,null,null,null,null,null,null,null,null,null,null,null,null,null,null,null,null,null,null,null,null,{"$f":"IF(IF(AG41>=$H$16,1,0)>0,W40+1,IF(AG41>=$H$16,1,0))","v":{"$error":"#REF!"}},{"$f":"IF(IF(AG41>=$H$17,1,0)>0,X40+1,IF(AG41>=$H$17,1,0))","v":{"$error":"#REF!"}},{"$f":"IF(IF(AG41>=$I$16,1,0)>0,Y40+1,IF(AG41>=$I$16,1,0))","v":{"$error":"#REF!"}},{"$f":"IF(IF(AG41>=$I$17,1,0)>0,Z40+1,IF(AG41>=$I$17,1,0))","v":{"$error":"#REF!"}},{"$f":"IF(IF(AG41>=$J$16,1,0)>0,AA40+1,IF(AG41>=$J$16,1,0))","v":{"$error":"#REF!"}},{"$f":"IF(IF(AG41>=$J$17,1,0)>0,AB40+1,IF(AG41>=$J$17,1,0))","v":{"$error":"#REF!"}},{"$f":"IF(IF(AG41>=$K$16,1,0)>0,AC40+1,IF(AG41>=$K$16,1,0))","v":{"$error":"#REF!"}},{"$f":"IF(IF(AG41>=$K$17,1,0)>0,AD40+1,IF(AG41>=$K$17,1,0))","v":{"$error":"#REF!"}},0.25,null,{"$f":"Z4","v":{"$error":"#REF!"}}]
[null,null,null,null,null,null,null,null,null,null,null,null,null,null,null,null,null,null,null,null,null,null,{"$f":"IF(IF(AG42>=$H$16,1,0)>0,W41+1,IF(AG42>=$H$16,1,0))","v":{"$error":"#REF!"}},{"$f":"IF(IF(AG42>=$H$17,1,0)>0,X41+1,IF(AG42>=$H$17,1,0))","v":{"$error":"#REF!"}},{"$f":"IF(IF(AG42>=$I$16,1,0)>0,Y41+1,IF(AG42>=$I$16,1,0))","v":{"$error":"#REF!"}},{"$f":"IF(IF(AG42>=$I$17,1,0)>0,Z41+1,IF(AG42>=$I$17,1,0))","v":{"$error":"#REF!"}},{"$f":"IF(IF(AG42>=$J$16,1,0)>0,AA41+1,IF(AG42>=$J$16,1,0))","v":{"$error":"#REF!"}},{"$f":"IF(IF(AG42>=$J$17,1,0)>0,AB41+1,IF(AG42>=$J$17,1,0))","v":{"$error":"#REF!"}},{"$f":"IF(IF(AG42>=$K$16,1,0)>0,AC41+1,IF(AG42>=$K$16,1,0))","v":{"$error":"#REF!"}},{"$f":"IF(IF(AG42>=$K$17,1,0)>0,AD41+1,IF(AG42>=$K$17,1,0))","v":{"$error":"#REF!"}},0.5,null,{"$f":"Z5","v":{"$error":"#REF!"}}]
[null,null,null,null,null,null,null,null,null,null,null,null,null,null,null,null,null,null,null,null,null,null,{"$error":"#REF!"},{"$error":"#REF!"},{"$error":"#REF!"},{"$error":"#REF!"},{"$error":"#REF!"},{"$error":"#REF!"},{"$error":"#REF!"},{"$error":"#REF!"},0.75,null,{"$error":"#REF!"}]
[null,null,null,null,null,null,null,null,null,null,null,null,null,null,null,null,null,null,null,null,null,null,{"$error":"#REF!"},{"$error":"#REF!"},{"$error":"#REF!"},{"$error":"#REF!"},{"$error":"#REF!"},{"$error":"#REF!"},{"$error":"#REF!"},{"$error":"#REF!"},1,null,{"$error":"#REF!"}]
[null,null,null,null,null,null,null,null,null,null,null,null,null,null,null,null,null,null,null,null,null,null,{"$error":"#REF!"},{"$error":"#REF!"},{"$error":"#REF!"},{"$error":"#REF!"},{"$error":"#REF!"},{"$error":"#REF!"},{"$error":"#REF!"},{"$error":"#REF!"},1.25,null,{"$error":"#REF!"}]
[null,null,null,null,null,null,null,null,null,null,null,null,null,null,null,null,null,null,null,null,null,null,{"$error":"#REF!"},{"$error":"#REF!"},{"$error":"#REF!"},{"$error":"#REF!"},{"$error":"#REF!"},{"$error":"#REF!"},{"$error":"#REF!"},{"$error":"#REF!"},1.5,null,{"$error":"#REF!"}]
[null,null,null,null,null,null,null,null,null,null,null,null,null,null,null,null,null,null,null,null,null,null,{"$error":"#REF!"},{"$error":"#REF!"},{"$error":"#REF!"},{"$error":"#REF!"},{"$error":"#REF!"},{"$error":"#REF!"},{"$error":"#REF!"},{"$error":"#REF!"},1.75,null,{"$error":"#REF!"}]
[null,null,null,null,null,null,null,null,null,null,null,null,null,null,null,null,null,null,null,null,null,null,{"$error":"#REF!"},{"$error":"#REF!"},{"$error":"#REF!"},{"$error":"#REF!"},{"$error":"#REF!"},{"$error":"#REF!"},{"$error":"#REF!"},{"$error":"#REF!"},2,null,{"$error":"#REF!"}]
[null,null,null,null,null,null,null,null,null,null,null,null,null,null,null,null,null,null,null,null,null,null,{"$error":"#REF!"},{"$error":"#REF!"},{"$error":"#REF!"},{"$error":"#REF!"},{"$error":"#REF!"},{"$error":"#REF!"},{"$error":"#REF!"},{"$error":"#REF!"},2.25,null,{"$error":"#REF!"}]
[null,null,null,null,null,null,null,null,null,null,null,null,null,null,null,null,null,null,null,null,null,null,{"$error":"#REF!"},{"$error":"#REF!"},{"$error":"#REF!"},{"$error":"#REF!"},{"$error":"#REF!"},{"$error":"#REF!"},{"$error":"#REF!"},{"$error":"#REF!"},2.5,null,{"$error":"#REF!"}]
[null,null,null,null,null,null,null,null,null,null,null,null,null,null,null,null,null,null,null,null,null,null,{"$error":"#REF!"},{"$error":"#REF!"},{"$error":"#REF!"},{"$error":"#REF!"},{"$error":"#REF!"},{"$error":"#REF!"},{"$error":"#REF!"},{"$error":"#REF!"},2.75,null,{"$error":"#REF!"}]
[null,null,null,null,null,null,null,null,null,null,null,null,null,null,null,null,null,null,null,null,null,null,{"$error":"#REF!"},{"$error":"#REF!"},{"$error":"#REF!"},{"$error":"#REF!"},{"$error":"#REF!"},{"$error":"#REF!"},{"$error":"#REF!"},{"$error":"#REF!"},3,null,{"$error":"#REF!"}]
[null,null,null,null,null,null,null,null,null,null,null,null,null,null,null,null,null,null,null,null,null,null,{"$error":"#REF!"},{"$error":"#REF!"},{"$error":"#REF!"},{"$error":"#REF!"},{"$error":"#REF!"},{"$error":"#REF!"},{"$error":"#REF!"},{"$error":"#REF!"},3.25,null,{"$error":"#REF!"}]
[null,null,null,null,null,null,null,null,null,null,null,null,null,null,null,null,null,null,null,null,null,null,{"$error":"#REF!"},{"$error":"#REF!"},{"$error":"#REF!"},{"$error":"#REF!"},{"$error":"#REF!"},{"$error":"#REF!"},{"$error":"#REF!"},{"$error":"#REF!"},3.5,null,{"$error":"#REF!"}]
[null,null,null,null,null,null,null,null,null,null,null,null,null,null,null,null,null,null,null,null,null,null,{"$error":"#REF!"},{"$error":"#REF!"},{"$error":"#REF!"},{"$error":"#REF!"},{"$error":"#REF!"},{"$error":"#REF!"},{"$error":"#REF!"},{"$error":"#REF!"},3.75,null,{"$error":"#REF!"}]
[null,null,null,null,null,null,null,null,null,null,null,null,null,null,null,null,null,null,null,null,null,null,{"$error":"#REF!"},{"$error":"#REF!"},{"$error":"#REF!"},{"$error":"#REF!"},{"$error":"#REF!"},{"$error":"#REF!"},{"$error":"#REF!"},{"$error":"#REF!"},4,null,{"$error":"#REF!"}]
[]
[null,null,null,null,null,null,null,null,null,null,null,null,null,null,null,null,null,null,null,null,null,null,null,null,null,null,null,null,null,"Interpolation for Retention Amount:"]
[null,null,null,null,null,null,null,null,null,null,null,null,null,null,null,null,null,null,null,null,null,null,null,null,null,null,null,null,null,null,"Catch 1"]
[null,null,null,null,null,null,null,null,null,null,null,null,null,null,null,null,null,null,null,null,null,null,null,null,null,null,null,null,null,null,{"$f":"VLOOKUP(0,W40:AG56,9)","v":0},{"$f":"VLOOKUP(0,W40:AG56,11)","v":0}]
[null,null,null,null,null,null,null,null,null,null,null,null,null,null,null,null,null,null,null,null,null,null,null,null,null,null,null,null,null,null,{"$f":"VLOOKUP(1,W40:AG56,9)","v":0},{"$f":"VLOOKUP(1,W40:AG56,11)","v":0}]
[null,null,null,null,null,null,null,null,null,null,null,null,null,null,null,null,null,null,null,null,null,null,null,null,null,null,null,null,null,"N",{"$f":"IF($H$16=0,\"\",(IF($H$16>AG56,AE56,AE60+(($H$16-AF60)/(AF61-AF60)*(AE61-AE60)))))","v":""}]
[]
[null,null,null,null,null,null,null,null,null,null,null,null,null,null,null,null,null,null,null,null,null,null,null,null,null,null,null,null,null,null,"Catch 1"]
[null,null,null,null,null,null,null,null,null,null,null,null,null,null,null,null,null,null,null,null,null,null,null,null,null,null,null,null,null,null,{"$f":"VLOOKUP(0,X40:AG56,8)","v":0},{"$f":"VLOOKUP(0,X40:AG56,10)","v":0}]
[null,null,null,null,null,null,null,null,null,null,null,null,null,null,null,null,null,null,null,null,null,null,null,null,null,null,null,null,null,null,{"$f":"VLOOKUP(1,X40:AG56,8)","v":0},{"$f":"VLOOKUP(1,X40:AG56,10)","v":0}]
[null,null,null,null,null,null,null,null,null,null,null,null,null,null,null,null,null,null,null,null,null,null,null,null,null,null,null,null,null,"P",{"$f":"IF($H$17=0,\"\",(IF($H$17>AG56,AE56,AE65+(($H$17-AF65)/(AF66-AF65)*(AE66-AE65)))))","v":""}]
[]
[null,null,null,null,null,null,null,null,null,null,null,null,null,null,null,null,null,null,null,null,null,null,null,null,null,null,null,null,null,null,"Catch 2"]
[null,null,null,null,null,null,null,null,null,null,null,null,null,null,null,null,null,null,null,null,null,null,null,null,null,null,null,null,null,null,{"$f":"VLOOKUP(0,Y40:AG56,7)","v":0},{"$f":"VLOOKUP(0,Y40:AG56,9)","v":0}]
[null,null,null,null,null,null,null,null,null,null,null,null,null,null,null,null,null,null,null,null,null,null,null,null,null,null,null,null,null,null,{"$f":"VLOOKUP(1,Y40:AG56,7)","v":0},{"$f":"VLOOKUP(1,Y40:AG56,9)","v":0}]
[null,null,null,null,null,null,null,null,null,null,null,null,null,null,null,null,null,null,null,null,null,null,null,null,null,null,null,null,null,"N",{"$f":"IF($I$16=0,\"\",(IF($I$16>AG56,AE56,AE70+(($I$16-AF70)/(AF71-AF70)*(AE71-AE70)))))","v":""}]
[]
[null,null,null,null,null,null,null,null,null,null,null,null,null,null,null,null,null,null,null,null,null,null,null,null,null,null,null,null,null,null,"Catch 2"]
[null,null,null,null,null,null,null,null,null,null,null,null,null,null,null,null,null,null,null,null,null,null,null,null,null,null,null,null,null,null,{"$f":"VLOOKUP(0,Z40:AG56,6)","v":0},{"$f":"VLOOKUP(0,Z40:AG56,8)","v":0}]
[null,null,null,null,null,null,null,null,null,null,null,null,null,null,null,null,null,null,null,null,null,null,null,null,null,null,null,null,null,null,{"$f":"VLOOKUP(1,Z40:AG56,6)","v":0},{"$f":"VLOOKUP(1,Z40:AG56,8)","v":0}]
[null,null,null,null,null,null,null,null,null,null,null,null,null,null,null,null,null,null,null,null,null,null,null,null,null,null,null,null,null,"P",{"$f":"IF($I$17=0,\"\",(IF($I$17>AG56,AE56,AE75+(($I$17-AF75)/(AF76-AF75)*(AE76-AE75)))))","v":""}]
[]
[null,null,null,null,null,null,null,null,null,null,null,null,null,null,null,null,null,null,null,null,null,null,null,null,null,null,null,null,null,null,"Catch 3"]
[null,null,null,null,null,null,null,null,null,null,null,null,null,null,null,null,null,null,null,null,null,null,null,null,null,null,null,null,null,null,{"$f":"VLOOKUP(0,AA40:AG56,5)","v":0},{"$f":"VLOOKUP(0,AA40:AG56,7)","v":0}]
[null,null,null,null,null,null,null,null,null,null,null,null,null,null,null,null,null,null,null,null,null,null,null,null,null,null,null,null,null,null,{"$f":"VLOOKUP(1,AA40:AG56,5)","v":0},{"$f":"VLOOKUP(1,AA40:AG56,7)","v":0}]
[null,null,null,null,null,null,null,null,null,null,null,null,null,null,null,null,null,null,null,null,null,null,null,null,null,null,null,null,null,"N",{"$f":"IF($J$16=0,\"\",(IF($J$16>AG56,AE56,AE80+(($J$16-AF80)/(AF81-AF80)*(AE81-AE80)))))","v":""}]
[]
[null,null,null,null,null,null,null,null,null,null,null,null,null,null,null,null,null,null,null,null,null,null,null,null,null,null,null,null,null,null,"Catch 3"]
[null,null,null,null,null,null,null,null,null,null,null,null,null,null,null,null,null,null,null,null,null,null,null,null,null,null,null,null,null,null,{"$f":"VLOOKUP(0,AB40:AG56,4)","v":0},{"$f":"VLOOKUP(0,AB40:AG56,6)","v":0}]
[null,null,null,null,null,null,null,null,null,null,null,null,null,null,null,null,null,null,null,null,null,null,null,null,null,null,null,null,null,null,{"$f":"VLOOKUP(1,AB40:AG56,4)","v":0},{"$f":"VLOOKUP(1,AB40:AG56,6)","v":0}]
[null,null,null,null,null,null,null,null,null,null,null,null,null,null,null,null,null,null,null,null,null,null,null,null,null,null,null,null,null,"P",{"$f":"IF($J$17=0,\"\",(IF($J$17>AG56,AE56,AE85+(($J$17-AF85)/(AF86-AF85)*(AE86-AE85)))))","v":""}]
[]
[null,null,null,null,null,null,null,null,null,null,null,null,null,null,null,null,null,null,null,null,null,null,null,null,null,null,null,null,null,null,"Catch 4"]
[null,null,null,null,null,null,null,null,null,null,null,null,null,null,null,null,null,null,null,null,null,null,null,null,null,null,null,null,null,null,{"$f":"VLOOKUP(0,AC40:AG56,3)","v":0},{"$f":"VLOOKUP(0,AC40:AG56,5)","v":0}]
[null,null,null,null,null,null,null,null,null,null,null,null,null,null,null,null,null,null,null,null,null,null,null,null,null,null,null,null,null,null,{"$f":"VLOOKUP(1,AC40:AG56,3)","v":0},{"$f":"VLOOKUP(1,AC40:AG56,5)","v":0}]
[null,null,null,null,null,null,null,null,null,null,null,null,null,null,null,null,null,null,null,null,null,null,null,null,null,null,null,null,null,"N",{"$f":"IF($K$16=0,\"\",(IF($K$16>AG56,AE56,AE90+(($K$16-AF90)/(AF91-AF90)*(AE91-AE90)))))","v":""}]
[]
[null,null,null,null,null,null,null,null,null,null,null,null,null,null,null,null,null,null,null,null,null,null,null,null,null,null,null,null,null,null,"Catch 4"]
[null,null,null,null,null,null,null,null,null,null,null,null,null,null,null,null,null,null,null,null,null,null,null,null,null,null,null,null,null,null,{"$f":"VLOOKUP(0,AD40:AG56,2)","v":0},{"$f":"VLOOKUP(0,AD40:AG56,4)","v":0}]
[null,null,null,null,null,null,null,null,null,null,null,null,null,null,null,null,null,null,null,null,null,null,null,null,null,null,null,null,null,null,{"$f":"VLOOKUP(1,AD40:AG56,2)","v":0},{"$f":"VLOOKUP(1,AD40:AG56,4)","v":0}]
[null,null,null,null,null,null,null,null,null,null,null,null,null,null,null,null,null,null,null,null,null,null,null,null,null,null,null,null,null,"P",{"$f":"IF($K$17=0,\"\",(IF($K$17>AG56,AE56,AE95+(($K$17-AF95)/(AF96-AF95)*(AE96-AE95)))))","v":""}]

{"sheet":"Stormwater Harvesting","index":12,"n_rows":110,"n_cols":173,"rows_kept":110,"cut":false,"hidden":false,"merged":[[3,9,5,10],[37,21,37,29],[38,21,38,29],[1,1,2,5],[1,6,2,6],[3,11,4,18],[5,11,6,18],[6,4,6,9],[1,7,2,10],[1,11,1,14],[1,15,1,18],[1,26,2,34],[2,11,2,14],[2,15,2,18],[1,21,1,25],[12,4,12,9],[39,21,39,29],[40,21,40,29],[41,21,41,29],[7,20,28,20],[50,11,50,12],[7,11,8,18],[9,11,10,18],[11,11,15,18],[13,4,13,9],[16,11,18,18],[19,11,41,18],[95,10,95,11],[85,10,85,11],[105,10,105,11],[43,20,63,20],[65,20,85,20],[87,20,107,20],[80,10,80,11],[69,9,69,12],[70,10,70,11],[75,10,75,11]]}
[null,null,null,null,null,null,null,null,null,null,null,null,null,null,null,null,null,null,null,null,null,null,null,null,null,null,null,null,null,null,null,null,null,null,null,null," ",null,null,null,null,null,null,null,null,null,null,null,null,null,1,2,3,4,5,6,7,8,9,10,11,12,13,14,15,16,17,18,19,20,21,22,23,24,25,26,27,28,29,30,31,32,33,34,35,36,37,38,39,40,41,42,43,44,45,46,47,48,49,50,51,52,53,54,55,56,57,58,59,60,61,62,63,64,65,66,67,68,69,70,71,72,73,74,75,76,77,78,79,80,81,82,83,84,85,86,87,88,89,90,91,92,93,94,95,96,97,98,99,100,101,102,103,104,105,106,107,108,109,110,111,112,113,114,115,116,117,118,119,120,121,122,123]
[null,"STORMWATER HARVESTING",null,null,null,null,{"$f":"'General Site Information'!G2:G3","v":"V 7.6"},{"$f":"IF('General Site Information'!J5=\"\",\"\",'General Site Information'!$J$5)","v":""},null,null,null,"Blue Numbers = ",null,null,null,"Input data",null,null,null,null,null,"Determine Harvest Rate:",null,null,null,null,"Determine Harvest Efficiency:",null,null,null,null,null,null,null,null,null,{"$f":"$E$7","v":""},null,null,null,null,null,null,null,null,null,null,null,null,null,null,"X =",0,0.05,0.1,0.15,0.2,0.25,0.3,0.35,0.4,0.45,0.5,0.55000000000000004,0.6,0.65,0.7,0.75,0.8,0.85,0.9,0.95,1,1.05,1.1000000000000001,1.1499999999999999,1.2,1.25,1.3,1.35,1.4,1.45,1.5,1.55,1.6,1.65,1.7,1.75,1.8,1.85,1.9,1.95,2,2.0499999999999998,2.1,2.15,2.2000000000000002,2.25,2.2999999999999998,2.35,2.4,2.4500000000000002,2.5,2.5499999999999998,2.6,2.65,2.7,2.75,2.8,2.85,2.9,2.95,3,3.05,3.1,3.15,3.2,3.25,3.3,3.35,3.4,3.45,3.5,3.55,3.6,3.65,3.7,3.75,3.8,3.85,3.9,3.95,4,4.05,4.0999999999999996,4.1500000000000004,4.2,4.25,4.3,4.3499999999999996,4.4000000000000004,4.45,4.5,4.55,4.5999999999999996,4.6500000000000004,4.7,4.75,4.8,4.8499999999999996,4.9000000000000004,4.95,5,5.05,5.0999999999999996,5.15,5.2,5.25,5.3,5.35,5.4,5.45,5.5,5.55,5.6,5.65,5.7,5.75,5.8,5.85,5.9,5.95,6]
[null,null,null,null,null,null,null,null,null,null,null,"Red Numbers =",null,null,null,"Calculated or Carryover",null,null,null,null,null,null,"Catch 1","Catch 2","Catch 3","Catch 4",null,null,null,null,null,null,null,null,null,null,"PLEASE SELECT RAINFALL ZONE",null,null,null,null,null,null,null,null,null,null,null,null,null,{"$f":"VLOOKUP($AK$2,$AK$4:$AT$8,3,FALSE)","v":{"$error":"#N/A"}},20,{"$f":"VLOOKUP($AY3,$AY$12:$FQ$176,BA$1,FALSE)","v":{"$error":"#N/A"}},{"$f":"VLOOKUP($AY3,$AY$12:$FQ$176,BB$1,FALSE)","v":{"$error":"#N/A"}},{"$error":"#N/A"},{"$error":"#N/A"},{"$error":"#N/A"},{"$f":"VLOOKUP($AY3,$AY$12:$FQ$176,BF$1,FALSE)","v":{"$error":"#N/A"}},{"$error":"#N/A"},{"$error":"#N/A"},{"$error":"#N/A"},{"$error":"#N/A"},{"$error":"#N/A"},{"$error":"#N/A"},{"$error":"#N/A"},{"$error":"#N/A"},{"$error":"#N/A"},{"$error":"#N/A"},{"$f":"VLOOKUP($AY3,$AY$12:$FQ$176,BQ$1,FALSE)","v":{"$error":"#N/A"}},{"$error":"#N/A"},{"$error":"#N/A"},{"$error":"#N/A"},{"$error":"#N/A"},{"$error":"#N/A"},{"$error":"#N/A"},{"$error":"#N/A"},{"$error":"#N/A"},{"$error":"#N/A"},{"$error":"#N/A"},{"$error":"#N/A"},{"$error":"#N/A"},{"$error":"#N/A"},{"$error":"#N/A"},{"$error":"#N/A"},{"$f":"VLOOKUP($AY3,$AY$12:$FQ$176,CG$1,FALSE)","v":{"$error":"#N/A"}},{"$error":"#N/A"},{"$error":"#N/A"},{"$error":"#N/A"},{"$error":"#N/A"},{"$error":"#N/A"},{"$error":"#N/A"},{"$error":"#N/A"},{"$error":"#N/A"},{"$error":"#N/A"},{"$error":"#N/A"},{"$error":"#N/A"},{"$error":"#N/A"},{"$error":"#N/A"},{"$error":"#N/A"},{"$error":"#N/A"},{"$f":"VLOOKUP($AY3,$AY$12:$FQ$176,CW$1,FALSE)","v":{"$error":"#N/A"}},{"$error":"#N/A"},{"$error":"#N/A"},{"$error":"#N/A"},{"$error":"#N/A"},{"$error":"#N/A"},{"$error":"#N/A"},{"$error":"#N/A"},{"$error":"#N/A"},{"$error":"#N/A"},{"$error":"#N/A"},{"$error":"#N/A"},{"$error":"#N/A"},{"$error":"#N/A"},{"$error":"#N/A"},{"$error":"#N/A"},{"$f":"VLOOKUP($AY3,$AY$12:$FQ$176,DM$1,FALSE)","v":{"$error":"#N/A"}},{"$error":"#N/A"},{"$error":"#N/A"},{"$error":"#N/A"},{"$error":"#N/A"},{"$error":"#N/A"},{"$error":"#N/A"},{"$error":"#N/A"},{"$error":"#N/A"},{"$error":"#N/A"},{"$error":"#N/A"},{"$error":"#N/A"},{"$error":"#N/A"},{"$error":"#N/A"},{"$error":"#N/A"},{"$error":"#N/A"},{"$f":"VLOOKUP($AY3,$AY$12:$FQ$176,EC$1,FALSE)","v":{"$error":"#N/A"}},{"$error":"#N/A"},{"$error":"#N/A"},{"$error":"#N/A"},{"$error":"#N/A"},{"$error":"#N/A"},{"$error":"#N/A"},{"$error":"#N/A"},{"$error":"#N/A"},{"$error":"#N/A"},{"$error":"#N/A"},{"$error":"#N/A"},{"$error":"#N/A"},{"$error":"#N/A"},{"$error":"#N/A"},{"$error":"#N/A"},{"$f":"VLOOKUP($AY3,$AY$12:$FQ$176,ES$1,FALSE)","v":{"$error":"#N/A"}},{"$error":"#N/A"},{"$error":"#N/A"},{"$error":"#N/A"},{"$error":"#N/A"},{"$error":"#N/A"},{"$error":"#N/A"},{"$error":"#N/A"},{"$error":"#N/A"},{"$error":"#N/A"},{"$error":"#N/A"},{"$error":"#N/A"},{"$error":"#N/A"},{"$error":"#N/A"},{"$error":"#N/A"},{"$error":"#N/A"},{"$f":"VLOOKUP($AY3,$AY$12:$FQ$176,FI$1,FALSE)","v":{"$error":"#N/A"}},{"$error":"#N/A"},{"$error":"#N/A"},{"$error":"#N/A"},{"$error":"#N/A"},{"$error":"#N/A"},{"$error":"#N/A"},{"$error":"#N/A"},{"$error":"#N/A"}]
[null,null,null,null,null,null,null,null,null,null,null,null,null,null,null,null,null,null,null,null,null,"Efficiency:",{"$f":"$G$17","v":0},{"$f":"$H$17","v":0},{"$f":"$I$17","v":0},{"$f":"$J$17","v":0},null,null,null,null,null,null,null,null,null,null,"Zone 1",null,1,2,3,4,5,6,7,8,null,null,null,null,{"$f":"VLOOKUP($AK$2,$AK$4:$AT$8,4,FALSE)","v":{"$error":"#N/A"}},30,{"$error":"#N/A"},{"$error":"#N/A"},{"$error":"#N/A"},{"$error":"#N/A"},{"$error":"#N/A"},{"$error":"#N/A"},{"$error":"#N/A"},{"$error":"#N/A"},{"$error":"#N/A"},{"$error":"#N/A"},{"$error":"#N/A"},{"$error":"#N/A"},{"$error":"#N/A"},{"$error":"#N/A"},{"$error":"#N/A"},{"$error":"#N/A"},{"$error":"#N/A"},{"$error":"#N/A"},{"$error":"#N/A"},{"$error":"#N/A"},{"$error":"#N/A"},{"$error":"#N/A"},{"$error":"#N/A"},{"$error":"#N/A"},{"$error":"#N/A"},{"$error":"#N/A"},{"$error":"#N/A"},{"$error":"#N/A"},{"$error":"#N/A"},{"$error":"#N/A"},{"$error":"#N/A"},{"$error":"#N/A"},{"$error":"#N/A"},{"$error":"#N/A"},{"$error":"#N/A"},{"$error":"#N/A"},{"$error":"#N/A"},{"$error":"#N/A"},{"$error":"#N/A"},{"$error":"#N/A"},{"$error":"#N/A"},{"$error":"#N/A"},{"$error":"#N/A"},{"$error":"#N/A"},{"$error":"#N/A"},{"$error":"#N/A"},{"$error":"#N/A"},{"$error":"#N/A"},{"$error":"#N/A"},{"$error":"#N/A"},{"$error":"#N/A"},{"$error":"#N/A"},{"$error":"#N/A"},{"$error":"#N/A"},{"$error":"#N/A"},{"$error":"#N/A"},{"$error":"#N/A"},{"$error":"#N/A"},{"$error":"#N/A"},{"$error":"#N/A"},{"$error":"#N/A"},{"$error":"#N/A"},{"$error":"#N/A"},{"$error":"#N/A"},{"$error":"#N/A"},{"$error":"#N/A"},{"$error":"#N/A"},{"$error":"#N/A"},{"$error":"#N/A"},{"$error":"#N/A"},{"$error":"#N/A"},{"$error":"#N/A"},{"$error":"#N/A"},{"$error":"#N/A"},{"$error":"#N/A"},{"$error":"#N/A"},{"$error":"#N/A"},{"$error":"#N/A"},{"$error":"#N/A"},{"$error":"#N/A"},{"$error":"#N/A"},{"$error":"#N/A"},{"$error":"#N/A"},{"$error":"#N/A"},{"$error":"#N/A"},{"$error":"#N/A"},{"$error":"#N/A"},{"$error":"#N/A"},{"$error":"#N/A"},{"$error":"#N/A"},{"$error":"#N/A"},{"$error":"#N/A"},{"$error":"#N/A"},{"$error":"#N/A"},{"$error":"#N/A"},{"$error":"#N/A"},{"$error":"#N/A"},{"$error":"#N/A"},{"$error":"#N/A"},{"$error":"#N/A"},{"$error":"#N/A"},{"$error":"#N/A"},{"$error":"#N/A"},{"$error":"#N/A"},{"$error":"#N/A"},{"$error":"#N/A"},{"$error":"#N/A"},{"$error":"#N/A"},{"$error":"#N/A"},{"$error":"#N/A"},{"$error":"#N/A"},{"$error":"#N/A"},{"$error":"#N/A"},{"$error":"#N/A"},{"$error":"#N/A"},{"$error":"#N/A"},{"$error":"#N/A"},{"$error":"#N/A"},{"$error":"#N/A"},{"$error":"#N/A"},{"$error":"#N/A"}]
[null,"General Site Information:",null,null,null,null,null,null,null,null,null,null,null,null,null,null,null,null,null,null,null,"Round D:",{"$f":"ROUNDDOWN((W4/10),0)*10","v":0},{"$f":"ROUNDDOWN((X4/10),0)*10","v":0},{"$f":"ROUNDDOWN((Y4/10),0)*10","v":0},{"$f":"ROUNDDOWN((Z4/10),0)*10","v":0},null,null,null,null,null,null,null,null,null,null,"Zone 2",null,10,11,12,13,14,15,16,17,null,null,null,null,{"$f":"VLOOKUP($AK$2,$AK$4:$AT$8,5,FALSE)","v":{"$error":"#N/A"}},40,{"$error":"#N/A"},{"$error":"#N/A"},{"$error":"#N/A"},{"$error":"#N/A"},{"$error":"#N/A"},{"$error":"#N/A"},{"$error":"#N/A"},{"$error":"#N/A"},{"$error":"#N/A"},{"$error":"#N/A"},{"$error":"#N/A"},{"$error":"#N/A"},{"$error":"#N/A"},{"$error":"#N/A"},{"$error":"#N/A"},{"$error":"#N/A"},{"$error":"#N/A"},{"$error":"#N/A"},{"$error":"#N/A"},{"$error":"#N/A"},{"$error":"#N/A"},{"$error":"#N/A"},{"$error":"#N/A"},{"$error":"#N/A"},{"$error":"#N/A"},{"$error":"#N/A"},{"$error":"#N/A"},{"$error":"#N/A"},{"$error":"#N/A"},{"$error":"#N/A"},{"$error":"#N/A"},{"$error":"#N/A"},{"$error":"#N/A"},{"$error":"#N/A"},{"$error":"#N/A"},{"$error":"#N/A"},{"$error":"#N/A"},{"$error":"#N/A"},{"$error":"#N/A"},{"$error":"#N/A"},{"$error":"#N/A"},{"$error":"#N/A"},{"$error":"#N/A"},{"$error":"#N/A"},{"$error":"#N/A"},{"$error":"#N/A"},{"$error":"#N/A"},{"$error":"#N/A"},{"$error":"#N/A"},{"$error":"#N/A"},{"$error":"#N/A"},{"$error":"#N/A"},{"$error":"#N/A"},{"$error":"#N/A"},{"$error":"#N/A"},{"$error":"#N/A"},{"$error":"#N/A"},{"$error":"#N/A"},{"$error":"#N/A"},{"$error":"#N/A"},{"$error":"#N/A"},{"$error":"#N/A"},{"$error":"#N/A"},{"$error":"#N/A"},{"$error":"#N/A"},{"$error":"#N/A"},{"$error":"#N/A"},{"$error":"#N/A"},{"$error":"#N/A"},{"$error":"#N/A"},{"$error":"#N/A"},{"$error":"#N/A"},{"$error":"#N/A"},{"$error":"#N/A"},{"$error":"#N/A"},{"$error":"#N/A"},{"$error":"#N/A"},{"$error":"#N/A"},{"$error":"#N/A"},{"$error":"#N/A"},{"$error":"#N/A"},{"$error":"#N/A"},{"$error":"#N/A"},{"$error":"#N/A"},{"$error":"#N/A"},{"$error":"#N/A"},{"$error":"#N/A"},{"$error":"#N/A"},{"$error":"#N/A"},{"$error":"#N/A"},{"$error":"#N/A"},{"$error":"#N/A"},{"$error":"#N/A"},{"$error":"#N/A"},{"$error":"#N/A"},{"$error":"#N/A"},{"$error":"#N/A"},{"$error":"#N/A"},{"$error":"#N/A"},{"$error":"#N/A"},{"$error":"#N/A"},{"$error":"#N/A"},{"$error":"#N/A"},{"$error":"#N/A"},{"$error":"#N/A"},{"$error":"#N/A"},{"$error":"#N/A"},{"$error":"#N/A"},{"$error":"#N/A"},{"$error":"#N/A"},{"$error":"#N/A"},{"$error":"#N/A"},{"$error":"#N/A"},{"$error":"#N/A"},{"$error":"#N/A"},{"$error":"#N/A"},{"$error":"#N/A"},{"$error":"#N/A"},{"$error":"#N/A"},{"$error":"#N/A"},{"$error":"#N/A"}]
[null,null,null,null,null,null,null,null,null,null,null,null,null,null,null,null,null,null,null,null,null,"Round U:",{"$f":"IF(W5=90,95,W5+10)","v":10},{"$f":"IF(X5=90,95,X5+10)","v":10},{"$f":"IF(Y5=90,95,Y5+10)","v":10},{"$f":"IF(Z5=90,95,Z5+10)","v":10},null,null,null,null,null,null,null,null,null,null,"Zone 3",null,19,20,21,22,23,24,25,26,null,null,null,null,{"$f":"VLOOKUP($AK$2,$AK$4:$AT$8,6,FALSE)","v":{"$error":"#N/A"}},50,{"$error":"#N/A"},{"$error":"#N/A"},{"$error":"#N/A"},{"$error":"#N/A"},{"$error":"#N/A"},{"$error":"#N/A"},{"$error":"#N/A"},{"$error":"#N/A"},{"$error":"#N/A"},{"$error":"#N/A"},{"$error":"#N/A"},{"$error":"#N/A"},{"$error":"#N/A"},{"$error":"#N/A"},{"$error":"#N/A"},{"$error":"#N/A"},{"$error":"#N/A"},{"$error":"#N/A"},{"$error":"#N/A"},{"$error":"#N/A"},{"$error":"#N/A"},{"$error":"#N/A"},{"$error":"#N/A"},{"$error":"#N/A"},{"$error":"#N/A"},{"$error":"#N/A"},{"$error":"#N/A"},{"$error":"#N/A"},{"$error":"#N/A"},{"$error":"#N/A"},{"$error":"#N/A"},{"$error":"#N/A"},{"$error":"#N/A"},{"$error":"#N/A"},{"$error":"#N/A"},{"$error":"#N/A"},{"$error":"#N/A"},{"$error":"#N/A"},{"$error":"#N/A"},{"$error":"#N/A"},{"$error":"#N/A"},{"$error":"#N/A"},{"$error":"#N/A"},{"$error":"#N/A"},{"$error":"#N/A"},{"$error":"#N/A"},{"$error":"#N/A"},{"$error":"#N/A"},{"$error":"#N/A"},{"$error":"#N/A"},{"$error":"#N/A"},{"$error":"#N/A"},{"$error":"#N/A"},{"$error":"#N/A"},{"$error":"#N/A"},{"$error":"#N/A"},{"$error":"#N/A"},{"$error":"#N/A"},{"$error":"#N/A"},{"$error":"#N/A"},{"$error":"#N/A"},{"$error":"#N/A"},{"$error":"#N/A"},{"$error":"#N/A"},{"$error":"#N/A"},{"$error":"#N/A"},{"$error":"#N/A"},{"$error":"#N/A"},{"$error":"#N/A"},{"$error":"#N/A"},{"$error":"#N/A"},{"$error":"#N/A"},{"$error":"#N/A"},{"$error":"#N/A"},{"$error":"#N/A"},{"$error":"#N/A"},{"$error":"#N/A"},{"$error":"#N/A"},{"$error":"#N/A"},{"$error":"#N/A"},{"$error":"#N/A"},{"$error":"#N/A"},{"$error":"#N/A"},{"$error":"#N/A"},{"$error":"#N/A"},{"$error":"#N/A"},{"$error":"#N/A"},{"$error":"#N/A"},{"$error":"#N/A"},{"$error":"#N/A"},{"$error":"#N/A"},{"$error":"#N/A"},{"$error":"#N/A"},{"$error":"#N/A"},{"$error":"#N/A"},{"$error":"#N/A"},{"$error":"#N/A"},{"$error":"#N/A"},{"$error":"#N/A"},{"$error":"#N/A"},{"$error":"#N/A"},{"$error":"#N/A"},{"$error":"#N/A"},{"$error":"#N/A"},{"$error":"#N/A"},{"$error":"#N/A"},{"$error":"#N/A"},{"$error":"#N/A"},{"$error":"#N/A"},{"$error":"#N/A"},{"$error":"#N/A"},{"$error":"#N/A"},{"$error":"#N/A"},{"$error":"#N/A"},{"$error":"#N/A"},{"$error":"#N/A"},{"$error":"#N/A"},{"$error":"#N/A"},{"$error":"#N/A"},{"$error":"#N/A"},{"$error":"#N/A"}]
[null,"Meteorological Zone:",null,null,{"$f":"IF('General Site Information'!H11=\"\",\"\",'General Site Information'!H11)","v":""},null,null,null,null,null,null,null,null,null,null,null,null,null,null,null,null,null,null,null,null,null,null,null,null,null,null,null,null,null,null,null,"Zone 4",null,28,29,30,31,32,33,34,35,null,null,null,null,{"$f":"VLOOKUP($AK$2,$AK$4:$AT$8,7,FALSE)","v":{"$error":"#N/A"}},60,{"$error":"#N/A"},{"$error":"#N/A"},{"$error":"#N/A"},{"$error":"#N/A"},{"$error":"#N/A"},{"$error":"#N/A"},{"$error":"#N/A"},{"$error":"#N/A"},{"$error":"#N/A"},{"$error":"#N/A"},{"$error":"#N/A"},{"$error":"#N/A"},{"$error":"#N/A"},{"$error":"#N/A"},{"$error":"#N/A"},{"$error":"#N/A"},{"$error":"#N/A"},{"$error":"#N/A"},{"$error":"#N/A"},{"$error":"#N/A"},{"$error":"#N/A"},{"$error":"#N/A"},{"$error":"#N/A"},{"$error":"#N/A"},{"$error":"#N/A"},{"$error":"#N/A"},{"$error":"#N/A"},{"$error":"#N/A"},{"$error":"#N/A"},{"$error":"#N/A"},{"$error":"#N/A"},{"$error":"#N/A"},{"$error":"#N/A"},{"$error":"#N/A"},{"$error":"#N/A"},{"$error":"#N/A"},{"$error":"#N/A"},{"$error":"#N/A"},{"$error":"#N/A"},{"$error":"#N/A"},{"$error":"#N/A"},{"$error":"#N/A"},{"$error":"#N/A"},{"$error":"#N/A"},{"$error":"#N/A"},{"$error":"#N/A"},{"$error":"#N/A"},{"$error":"#N/A"},{"$error":"#N/A"},{"$error":"#N/A"},{"$error":"#N/A"},{"$error":"#N/A"},{"$error":"#N/A"},{"$error":"#N/A"},{"$error":"#N/A"},{"$error":"#N/A"},{"$error":"#N/A"},{"$error":"#N/A"},{"$error":"#N/A"},{"$error":"#N/A"},{"$error":"#N/A"},{"$error":"#N/A"},{"$error":"#N/A"},{"$error":"#N/A"},{"$error":"#N/A"},{"$error":"#N/A"},{"$error":"#N/A"},{"$error":"#N/A"},{"$error":"#N/A"},{"$error":"#N/A"},{"$error":"#N/A"},{"$error":"#N/A"},{"$error":"#N/A"},{"$error":"#N/A"},{"$error":"#N/A"},{"$error":"#N/A"},{"$error":"#N/A"},{"$error":"#N/A"},{"$error":"#N/A"},{"$error":"#N/A"},{"$error":"#N/A"},{"$error":"#N/A"},{"$error":"#N/A"},{"$error":"#N/A"},{"$error":"#N/A"},{"$error":"#N/A"},{"$error":"#N/A"},{"$error":"#N/A"},{"$error":"#N/A"},{"$error":"#N/A"},{"$error":"#N/A"},{"$error":"#N/A"},{"$error":"#N/A"},{"$error":"#N/A"},{"$error":"#N/A"},{"$error":"#N/A"},{"$error":"#N/A"},{"$error":"#N/A"},{"$error":"#N/A"},{"$error":"#N/A"},{"$error":"#N/A"},{"$error":"#N/A"},{"$error":"#N/A"},{"$error":"#N/A"},{"$error":"#N/A"},{"$error":"#N/A"},{"$error":"#N/A"},{"$error":"#N/A"},{"$error":"#N/A"},{"$error":"#N/A"},{"$error":"#N/A"},{"$error":"#N/A"},{"$error":"#N/A"},{"$error":"#N/A"},{"$error":"#N/A"},{"$error":"#N/A"},{"$error":"#N/A"},{"$error":"#N/A"},{"$error":"#N/A"},{"$error":"#N/A"},{"$error":"#N/A"}]
[null,null,null,null,null,null,"Catchment 1","Catchment 2","Catchment3","Catchment 4",null,null,null,null,null,null,null,null,null,null,"Catchment 1","Volume:",{"$f":"Y32","v":0},null,null,null,null,null,null,null,null,null,null,null,null,null,"Zone 5",null,37,38,39,40,41,42,43,44,null,null,null,null,{"$f":"VLOOKUP($AK$2,$AK$4:$AT$8,8,FALSE)","v":{"$error":"#N/A"}},70,{"$error":"#N/A"},{"$error":"#N/A"},{"$error":"#N/A"},{"$error":"#N/A"},{"$error":"#N/A"},{"$error":"#N/A"},{"$error":"#N/A"},{"$error":"#N/A"},{"$error":"#N/A"},{"$error":"#N/A"},{"$error":"#N/A"},{"$error":"#N/A"},{"$error":"#N/A"},{"$error":"#N/A"},{"$error":"#N/A"},{"$error":"#N/A"},{"$error":"#N/A"},{"$error":"#N/A"},{"$error":"#N/A"},{"$error":"#N/A"},{"$error":"#N/A"},{"$error":"#N/A"},{"$error":"#N/A"},{"$error":"#N/A"},{"$error":"#N/A"},{"$error":"#N/A"},{"$error":"#N/A"},{"$error":"#N/A"},{"$error":"#N/A"},{"$error":"#N/A"},{"$error":"#N/A"},{"$error":"#N/A"},{"$error":"#N/A"},{"$error":"#N/A"},{"$error":"#N/A"},{"$error":"#N/A"},{"$error":"#N/A"},{"$error":"#N/A"},{"$error":"#N/A"},{"$error":"#N/A"},{"$error":"#N/A"},{"$error":"#N/A"},{"$error":"#N/A"},{"$error":"#N/A"},{"$error":"#N/A"},{"$error":"#N/A"},{"$error":"#N/A"},{"$error":"#N/A"},{"$error":"#N/A"},{"$error":"#N/A"},{"$error":"#N/A"},{"$error":"#N/A"},{"$error":"#N/A"},{"$error":"#N/A"},{"$error":"#N/A"},{"$error":"#N/A"},{"$error":"#N/A"},{"$error":"#N/A"},{"$error":"#N/A"},{"$error":"#N/A"},{"$error":"#N/A"},{"$error":"#N/A"},{"$error":"#N/A"},{"$error":"#N/A"},{"$error":"#N/A"},{"$error":"#N/A"},{"$error":"#N/A"},{"$error":"#N/A"},{"$error":"#N/A"},{"$error":"#N/A"},{"$error":"#N/A"},{"$error":"#N/A"},{"$error":"#N/A"},{"$error":"#N/A"},{"$error":"#N/A"},{"$error":"#N/A"},{"$error":"#N/A"},{"$error":"#N/A"},{"$error":"#N/A"},{"$error":"#N/A"},{"$error":"#N/A"},{"$error":"#N/A"},{"$error":"#N/A"},{"$error":"#N/A"},{"$error":"#N/A"},{"$error":"#N/A"},{"$error":"#N/A"},{"$error":"#N/A"},{"$error":"#N/A"},{"$error":"#N/A"},{"$error":"#N/A"},{"$error":"#N/A"},{"$error":"#N/A"},{"$error":"#N/A"},{"$error":"#N/A"},{"$error":"#N/A"},{"$error":"#N/A"},{"$error":"#N/A"},{"$error":"#N/A"},{"$error":"#N/A"},{"$error":"#N/A"},{"$error":"#N/A"},{"$error":"#N/A"},{"$error":"#N/A"},{"$error":"#N/A"},{"$error":"#N/A"},{"$error":"#N/A"},{"$error":"#N/A"},{"$error":"#N/A"},{"$error":"#N/A"},{"$error":"#N/A"},{"$error":"#N/A"},{"$error":"#N/A"},{"$error":"#N/A"},{"$error":"#N/A"},{"$error":"#N/A"},{"$error":"#N/A"},{"$error":"#N/A"},{"$error":"#N/A"},{"$error":"#N/A"},{"$error":"#N/A"}]
[null,"Total Area Contributing to the Harvesting System:",null,null,null,null,null,null,null,null,"AC",null,null,null,null,null,null,null,null,null,null,"Round D:",{"$f":"ROUNDDOWN(Y32,1)","v":0},{"$f":"W12","v":0},{"$f":"IF(X9=6,121,HLOOKUP(X9,BA58:FQ59,2,TRUE))","v":2},null,null,null,null,null,null,null,null,null,null,null,null,null,null,null,null,null,null,null,null,null,null,null,null,null,{"$f":"VLOOKUP($AK$2,$AK$4:$AT$8,9,FALSE)","v":{"$error":"#N/A"}},80,{"$error":"#N/A"},{"$error":"#N/A"},{"$error":"#N/A"},{"$error":"#N/A"},{"$error":"#N/A"},{"$error":"#N/A"},{"$error":"#N/A"},{"$error":"#N/A"},{"$error":"#N/A"},{"$error":"#N/A"},{"$error":"#N/A"},{"$error":"#N/A"},{"$error":"#N/A"},{"$error":"#N/A"},{"$error":"#N/A"},{"$error":"#N/A"},{"$error":"#N/A"},{"$error":"#N/A"},{"$error":"#N/A"},{"$error":"#N/A"},{"$error":"#N/A"},{"$error":"#N/A"},{"$error":"#N/A"},{"$error":"#N/A"},{"$error":"#N/A"},{"$error":"#N/A"},{"$error":"#N/A"},{"$error":"#N/A"},{"$error":"#N/A"},{"$error":"#N/A"},{"$error":"#N/A"},{"$error":"#N/A"},{"$error":"#N/A"},{"$error":"#N/A"},{"$error":"#N/A"},{"$error":"#N/A"},{"$error":"#N/A"},{"$error":"#N/A"},{"$error":"#N/A"},{"$error":"#N/A"},{"$error":"#N/A"},{"$error":"#N/A"},{"$error":"#N/A"},{"$error":"#N/A"},{"$error":"#N/A"},{"$error":"#N/A"},{"$error":"#N/A"},{"$error":"#N/A"},{"$error":"#N/A"},{"$error":"#N/A"},{"$error":"#N/A"},{"$error":"#N/A"},{"$error":"#N/A"},{"$error":"#N/A"},{"$error":"#N/A"},{"$error":"#N/A"},{"$error":"#N/A"},{"$error":"#N/A"},{"$error":"#N/A"},{"$error":"#N/A"},{"$error":"#N/A"},{"$error":"#N/A"},{"$error":"#N/A"},{"$error":"#N/A"},{"$error":"#N/A"},{"$error":"#N/A"},{"$error":"#N/A"},{"$error":"#N/A"},{"$error":"#N/A"},{"$error":"#N/A"},{"$error":"#N/A"},{"$error":"#N/A"},{"$error":"#N/A"},{"$error":"#N/A"},{"$error":"#N/A"},{"$error":"#N/A"},{"$error":"#N/A"},{"$error":"#N/A"},{"$error":"#N/A"},{"$error":"#N/A"},{"$error":"#N/A"},{"$error":"#N/A"},{"$error":"#N/A"},{"$error":"#N/A"},{"$error":"#N/A"},{"$error":"#N/A"},{"$error":"#N/A"},{"$error":"#N/A"},{"$error":"#N/A"},{"$error":"#N/A"},{"$error":"#N/A"},{"$error":"#N/A"},{"$error":"#N/A"},{"$error":"#N/A"},{"$error":"#N/A"},{"$error":"#N/A"},{"$error":"#N/A"},{"$error":"#N/A"},{"$error":"#N/A"},{"$error":"#N/A"},{"$error":"#N/A"},{"$error":"#N/A"},{"$error":"#N/A"},{"$error":"#N/A"},{"$error":"#N/A"},{"$error":"#N/A"},{"$error":"#N/A"},{"$error":"#N/A"},{"$error":"#N/A"},{"$error":"#N/A"},{"$error":"#N/A"},{"$error":"#N/A"},{"$error":"#N/A"},{"$error":"#N/A"},{"$error":"#N/A"},{"$error":"#N/A"},{"$error":"#N/A"},{"$error":"#N/A"},{"$error":"#N/A"},{"$error":"#N/A"},{"$error":"#N/A"}]
[null,"Total Green Area Available for Irrigation:",null,null,null,null,null,null,null,null,"AC",null,null,null,null,null,null,null,null,null,null,"Round U:",{"$f":"W9+0.05","v":0.05},{"$f":"X12","v":0.05},{"$f":"Y9+1","v":3},null,null,null,null,null,null,null,null,null,null,null,null,null,null,null,null,null,null,null,null,null,null,null,null,null,{"$f":"VLOOKUP($AK$2,$AK$4:$AT$8,10,FALSE)","v":{"$error":"#N/A"}},90,{"$error":"#N/A"},{"$error":"#N/A"},{"$error":"#N/A"},{"$error":"#N/A"},{"$error":"#N/A"},{"$error":"#N/A"},{"$error":"#N/A"},{"$error":"#N/A"},{"$error":"#N/A"},{"$error":"#N/A"},{"$error":"#N/A"},{"$error":"#N/A"},{"$error":"#N/A"},{"$error":"#N/A"},{"$error":"#N/A"},{"$error":"#N/A"},{"$error":"#N/A"},{"$error":"#N/A"},{"$error":"#N/A"},{"$error":"#N/A"},{"$error":"#N/A"},{"$error":"#N/A"},{"$error":"#N/A"},{"$error":"#N/A"},{"$error":"#N/A"},{"$error":"#N/A"},{"$error":"#N/A"},{"$error":"#N/A"},{"$error":"#N/A"},{"$error":"#N/A"},{"$error":"#N/A"},{"$error":"#N/A"},{"$error":"#N/A"},{"$error":"#N/A"},{"$error":"#N/A"},{"$error":"#N/A"},{"$error":"#N/A"},{"$error":"#N/A"},{"$error":"#N/A"},{"$error":"#N/A"},{"$error":"#N/A"},{"$error":"#N/A"},{"$error":"#N/A"},{"$error":"#N/A"},{"$error":"#N/A"},{"$error":"#N/A"},{"$error":"#N/A"},{"$error":"#N/A"},{"$error":"#N/A"},{"$error":"#N/A"},{"$error":"#N/A"},{"$error":"#N/A"},{"$error":"#N/A"},{"$error":"#N/A"},{"$error":"#N/A"},{"$error":"#N/A"},{"$error":"#N/A"},{"$error":"#N/A"},{"$error":"#N/A"},{"$error":"#N/A"},{"$error":"#N/A"},{"$error":"#N/A"},{"$error":"#N/A"},{"$error":"#N/A"},{"$error":"#N/A"},{"$error":"#N/A"},{"$error":"#N/A"},{"$error":"#N/A"},{"$error":"#N/A"},{"$error":"#N/A"},{"$error":"#N/A"},{"$error":"#N/A"},{"$error":"#N/A"},{"$error":"#N/A"},{"$error":"#N/A"},{"$error":"#N/A"},{"$error":"#N/A"},{"$error":"#N/A"},{"$error":"#N/A"},{"$error":"#N/A"},{"$error":"#N/A"},{"$error":"#N/A"},{"$error":"#N/A"},{"$error":"#N/A"},{"$error":"#N/A"},{"$error":"#N/A"},{"$error":"#N/A"},{"$error":"#N/A"},{"$error":"#N/A"},{"$error":"#N/A"},{"$error":"#N/A"},{"$error":"#N/A"},{"$error":"#N/A"},{"$error":"#N/A"},{"$error":"#N/A"},{"$error":"#N/A"},{"$error":"#N/A"},{"$error":"#N/A"},{"$error":"#N/A"},{"$error":"#N/A"},{"$error":"#N/A"},{"$error":"#N/A"},{"$error":"#N/A"},{"$error":"#N/A"},{"$error":"#N/A"},{"$error":"#N/A"},{"$error":"#N/A"},{"$error":"#N/A"},{"$error":"#N/A"},{"$error":"#N/A"},{"$error":"#N/A"},{"$error":"#N/A"},{"$error":"#N/A"},{"$error":"#N/A"},{"$error":"#N/A"},{"$error":"#N/A"},{"$error":"#N/A"},{"$error":"#N/A"},{"$error":"#N/A"},{"$error":"#N/A"},{"$error":"#N/A"}]
[null,"Weighted Rational Runoff Coefficient (0.00 to 1.00):",null,null,null,null,null,null,null,null,null,null,null,null,null,null,null,null,null,null,null,"Difference:",{"$f":"W8-W9","v":0}]
[null,null,null,null,null,null,null,null,null,null,null,null,null,null,null,null,null,null,null,null,null,null,{"$f":"IF(W9=6,5.95,IF(W11<0.05,W9,W9+0.05))","v":0},{"$f":"W12+0.05","v":0.05},null,null,null,{"$f":"W12","v":0},null,null,{"$f":"X12","v":0.05},null,null,{"$f":"IF($E$14=\"SOLVE FOR HARVEST RATE\",0,AH25)","v":{"$error":"#N/A"}},null,null,"Zone 1",null,null,null,null,null,null,null,null,null,null,null,null,null,null,"X =",0,0.05,0.1,0.15,0.2,0.25,0.3,0.35,0.4,0.45,0.5,0.55000000000000004,0.6,0.65,0.7,0.75,0.8,0.85,0.9,0.95,1,1.05,1.1000000000000001,1.1499999999999999,1.2,1.25,1.3,1.35,1.4,1.45,1.5,1.55,1.6,1.65,1.7,1.75,1.8,1.85,1.9,1.95,2,2.0499999999999998,2.1,2.15,2.2000000000000002,2.25,2.2999999999999998,2.35,2.4,2.4500000000000002,2.5,2.5499999999999998,2.6,2.65,2.7,2.75,2.8,2.85,2.9,2.95,3,3.05,3.1,3.15,3.2,3.25,3.3,3.35,3.4,3.45,3.5,3.55,3.6,3.65,3.7,3.75,3.8,3.85,3.9,3.95,4,4.05,4.0999999999999996,4.1500000000000004,4.2,4.25,4.3,4.3499999999999996,4.4000000000000004,4.45,4.5,4.55,4.5999999999999996,4.6500000000000004,4.7,4.75,4.8,4.8499999999999996,4.9000000000000004,4.95,5,5.05,5.0999999999999996,5.15,5.2,5.25,5.3,5.35,5.4,5.45,5.5,5.55,5.6,5.65,5.7,5.75,5.8,5.85,5.9,5.95,6]
[null,null,null,null,"CLICK ON CELL BELOW TO SELECT",null,null,null,null,null,null,null,null,null,null,null,null,null,null,null,null,20,{"$f":"VLOOKUP(V13,$AZ$2:$FQ$10,$Y$9,FALSE)","v":{"$error":"#N/A"}},{"$f":"VLOOKUP(V13,$AZ$2:$FQ$10,$Y$10,FALSE)","v":{"$error":"#N/A"}},null,null,{"$f":"W13","v":{"$error":"#N/A"}},{"$f":"V13","v":20},{"$f":"AA13","v":{"$error":"#N/A"}},{"$f":"X13","v":{"$error":"#N/A"}},{"$f":"AB13","v":20},{"$f":"AD13","v":{"$error":"#N/A"}},null,null,null,null,0.2,"R","=",null,"+",8.9999999999999993E-3,"-",5.6800000000000003E-2,"+",0.1275,"-",0.122,"+",8.5999999999999993E-2,1,20,null,null,null,null,null,{"$f":"(($AN13*(BF$12^5))+($AP13*(BF$12^4))-($AR13*(BF$12^3))+($AT13*(BF$12^2))-($AV13*(BF$12^1))+($AX13))","v":6.2616406249999992E-2},5.9414299999999989E-2,5.6618506249999999E-2,5.4195199999999992E-2,5.2111906249999992E-2,5.0337499999999993E-2,4.8842206249999992E-2,4.759759999999999E-2,4.6576606249999999E-2,4.5753500000000003E-2,4.5103906249999992E-2,4.46048E-2,4.4234506249999979E-2,4.3972700000000003E-2,4.3800406250000007E-2,4.3699999999999989E-2,4.3655206250000009E-2,{"$f":"(($AN13*(BW$12^5))+($AP13*(BW$12^4))-($AR13*(BW$12^3))+($AT13*(BW$12^2))-($AV13*(BW$12^1))+($AX13))","v":4.3651099999999984E-2},4.3674106250000011E-2,4.3711999999999973E-2,4.3753906249999988E-2,4.379029999999999E-2,4.3813006250000008E-2,4.3815199999999999E-2,4.3791406249999998E-2,4.3737499999999985E-2,4.3650706250000004E-2,4.3529600000000002E-2,4.3374106249999961E-2,4.3185499999999932E-2,4.2966406249999978E-2,4.2720800000000003E-2,4.2999999999999997E-2,4.2999999999999997E-2,4.2999999999999997E-2,4.2999999999999997E-2,4.2999999999999997E-2,4.2999999999999997E-2,4.2999999999999997E-2,4.2999999999999997E-2,4.2999999999999997E-2,4.2999999999999997E-2,4.2999999999999997E-2,4.2999999999999997E-2,4.2999999999999997E-2,4.2999999999999997E-2,4.2999999999999997E-2,4.2999999999999997E-2,4.2999999999999997E-2,4.2999999999999997E-2,4.2999999999999997E-2,4.2999999999999997E-2,4.2999999999999997E-2,4.2999999999999997E-2,4.2999999999999997E-2,4.2999999999999997E-2,4.2999999999999997E-2,4.2999999999999997E-2,4.2999999999999997E-2,4.2999999999999997E-2,4.2999999999999997E-2,4.2999999999999997E-2,4.2999999999999997E-2,4.2999999999999997E-2,4.2999999999999997E-2,4.2999999999999997E-2,4.2999999999999997E-2,4.2999999999999997E-2,4.2999999999999997E-2,4.2999999999999997E-2,4.2999999999999997E-2,4.2999999999999997E-2,4.2999999999999997E-2,4.2999999999999997E-2,4.2999999999999997E-2,4.2999999999999997E-2,4.2999999999999997E-2,4.2999999999999997E-2,4.2999999999999997E-2,4.2999999999999997E-2,4.2999999999999997E-2,4.2999999999999997E-2,4.2999999999999997E-2,4.2999999999999997E-2,4.2999999999999997E-2,4.2999999999999997E-2,4.2999999999999997E-2,4.2999999999999997E-2,4.2999999999999997E-2,4.2999999999999997E-2,4.2999999999999997E-2,4.2999999999999997E-2,4.2999999999999997E-2,4.2999999999999997E-2,4.2999999999999997E-2,4.2999999999999997E-2,4.2999999999999997E-2,4.2999999999999997E-2,4.2999999999999997E-2,4.2999999999999997E-2,4.2999999999999997E-2,4.2999999999999997E-2,4.2999999999999997E-2,4.2999999999999997E-2,4.2999999999999997E-2,4.2999999999999997E-2,4.2999999999999997E-2,4.2999999999999997E-2,4.2999999999999997E-2,4.2999999999999997E-2,4.2999999999999997E-2,4.2999999999999997E-2,4.2999999999999997E-2,4.2999999999999997E-2,4.2999999999999997E-2,4.2999999999999997E-2]
[null,"Solving for:",null,null,null,null,null,null,null,null,null,null,null,null,null,null,null,null,null,null,null,30,{"$error":"#N/A"},{"$f":"VLOOKUP(V14,$AZ$2:$FQ$10,$Y$10,FALSE)","v":{"$error":"#N/A"}},null,null,{"$f":"W14","v":{"$error":"#N/A"}},{"$f":"V14","v":30},{"$f":"AA14","v":{"$error":"#N/A"}},{"$f":"X14","v":{"$error":"#N/A"}},{"$f":"AB14","v":30},{"$f":"AD14","v":{"$error":"#N/A"}},null,null,null,null,0.3,"R","=",null,"+",5.0000000000000001E-3,"-",3.8899999999999997E-2,"+",0.1089,"-",0.13109999999999999,"+",0.1153,2,30,null,null,null,null,null,{"$f":"(($AN14*(BF$12^5))+($AP14*(BF$12^4))-($AR14*(BF$12^3))+($AT14*(BF$12^2))-($AV14*(BF$12^1))+($AX14))","v":8.8742968749999998E-2},8.4761200000000009E-2,8.1162443750000007E-2,7.7922400000000003E-2,7.5017518750000012E-2,7.2425000000000003E-2,7.0122793749999995E-2,6.80896E-2,6.6304868749999996E-2,6.4748800000000009E-2,6.3402343750000006E-2,{"$f":"(($AN14*(BQ$12^5))+($AP14*(BQ$12^4))-($AR14*(BQ$12^3))+($AT14*(BQ$12^2))-($AV14*(BQ$12^1))+($AX14))","v":6.2247200000000003E-2},6.1265818750000006E-2,6.0441400000000006E-2,5.9757893749999999E-2,5.9200000000000003E-2,5.8753168750000001E-2,5.8403600000000014E-2,5.8138243749999999E-2,5.7944800000000005E-2,5.7811718750000018E-2,5.7728199999999993E-2,5.7684193750000001E-2,5.7670400000000024E-2,5.7678268750000053E-2,5.7700000000000015E-2,5.7728543750000014E-2,5.7757600000000034E-2,5.7781618749999972E-2,5.7795800000000022E-2,5.7796093750000041E-2,5.7779200000000044E-2,5.7742568750000042E-2,{"$f":"(($AN14*(CM$12^5))+($AP14*(CM$12^4))-($AR14*(CM$12^3))+($AT14*(CM$12^2))-($AV14*(CM$12^1))+($AX14))","v":5.7684400000000011E-2},5.7603643749999975E-2,5.7500000000000037E-2,5.7373918750000016E-2,5.7226600000000002E-2,5.7059993750000024E-2,5.6876799999999991E-2,5.6680468750000032E-2,5.6475199999999989E-2,5.6265943750000033E-2,5.605840000000005E-2,5.6000000000000001E-2,5.6000000000000001E-2,5.6000000000000001E-2,5.6000000000000001E-2,5.6000000000000001E-2,5.6000000000000001E-2,5.6000000000000001E-2,5.6000000000000001E-2,5.6000000000000001E-2,5.6000000000000001E-2,5.6000000000000001E-2,5.6000000000000001E-2,5.6000000000000001E-2,5.6000000000000001E-2,5.6000000000000001E-2,5.6000000000000001E-2,5.6000000000000001E-2,5.6000000000000001E-2,5.6000000000000001E-2,5.6000000000000001E-2,5.6000000000000001E-2,5.6000000000000001E-2,5.6000000000000001E-2,5.6000000000000001E-2,5.6000000000000001E-2,5.6000000000000001E-2,5.6000000000000001E-2,5.6000000000000001E-2,5.6000000000000001E-2,5.6000000000000001E-2,5.6000000000000001E-2,5.6000000000000001E-2,5.6000000000000001E-2,5.6000000000000001E-2,5.6000000000000001E-2,5.6000000000000001E-2,5.6000000000000001E-2,5.6000000000000001E-2,5.6000000000000001E-2,5.6000000000000001E-2,5.6000000000000001E-2,5.6000000000000001E-2,5.6000000000000001E-2,5.6000000000000001E-2,5.6000000000000001E-2,5.6000000000000001E-2,5.6000000000000001E-2,5.6000000000000001E-2,5.6000000000000001E-2,5.6000000000000001E-2,5.6000000000000001E-2,5.6000000000000001E-2,5.6000000000000001E-2,5.6000000000000001E-2,5.6000000000000001E-2,5.6000000000000001E-2,5.6000000000000001E-2,5.6000000000000001E-2,5.6000000000000001E-2,5.6000000000000001E-2,5.6000000000000001E-2,5.6000000000000001E-2,5.6000000000000001E-2,5.6000000000000001E-2,5.6000000000000001E-2,5.6000000000000001E-2,5.6000000000000001E-2,5.6000000000000001E-2,5.6000000000000001E-2,5.6000000000000001E-2,5.6000000000000001E-2,5.6000000000000001E-2]
[null,null,null,null,null,null,null,null,null,null,null,null,null,null,null,null,null,null,null,null,null,40,{"$error":"#N/A"},{"$error":"#N/A"},null,null,{"$error":"#N/A"},40,{"$error":"#N/A"},{"$error":"#N/A"},40,{"$error":"#N/A"},null,null,null,null,0.4,"R","=",null,"+",3.47E-3,"-",3.1649999999999998E-2,"+",0.10444000000000001,"-",0.14959,"+",0.15115000000000001,3,40,null,null,null,null,null,0.11979902343750001,0.114846157,0.11028247793750001,0.10608763200000002,0.10224178543750001,9.8725625000000011E-2,9.5520357937500008E-2,9.2607712000000009E-2,8.9969935437500009E-2,8.7589796999999997E-2,8.5450585937500018E-2,8.3536112000000023E-2,8.1830705437499998E-2,8.0319217000000026E-2,7.8987017937500015E-2,7.7820000000000014E-2,7.6804575437500022E-2,7.5927677000000027E-2,7.5176757937500019E-2,7.4539791999999994E-2,7.4005273437500019E-2,7.3562217000000027E-2,7.3200157937500038E-2,7.2909152000000005E-2,7.267977543750001E-2,7.2503125000000002E-2,7.2370817937500054E-2,7.2274992000000066E-2,7.2208305437499981E-2,7.2163937000000011E-2,7.2135585937499969E-2,7.2117472000000071E-2,7.21043354375E-2,7.2091437000000036E-2,7.2074557937500061E-2,7.2050000000000058E-2,7.2014585437500056E-2,7.1965657000000016E-2,7.1901077937500057E-2,7.1819232000000066E-2,7.1719023437500085E-2,7.1599877000000089E-2,7.1461737937500103E-2,7.1305071999999969E-2,7.1130865437500135E-2,7.094062500000009E-2,7.073637793750015E-2,7.0520672000000062E-2,7.0296575437500231E-2,{"$f":"(($AN15*(DC$12^5))+($AP15*(DC$12^4))-($AR15*(DC$12^3))+($AT15*(DC$12^2))-($AV15*(DC$12^1))+($AX15))","v":7.0067677000000217E-2},6.9838085937500072E-2,6.9612432000000113E-2,6.9395865437500037E-2,6.9194057000000087E-2,6.9013197937500048E-2,6.8860000000000032E-2,6.8000000000000005E-2,6.8000000000000005E-2,6.8000000000000005E-2,6.8000000000000005E-2,6.8000000000000005E-2,6.8000000000000005E-2,6.8000000000000005E-2,6.8000000000000005E-2,6.8000000000000005E-2,6.8000000000000005E-2,6.8000000000000005E-2,6.8000000000000005E-2,6.8000000000000005E-2,6.8000000000000005E-2,6.8000000000000005E-2,6.8000000000000005E-2,6.8000000000000005E-2,6.8000000000000005E-2,6.8000000000000005E-2,6.8000000000000005E-2,6.8000000000000005E-2,6.8000000000000005E-2,6.8000000000000005E-2,6.8000000000000005E-2,6.8000000000000005E-2,6.8000000000000005E-2,6.8000000000000005E-2,6.8000000000000005E-2,6.8000000000000005E-2,6.8000000000000005E-2,6.8000000000000005E-2,6.8000000000000005E-2,6.8000000000000005E-2,6.8000000000000005E-2,6.8000000000000005E-2,6.8000000000000005E-2,6.8000000000000005E-2,6.8000000000000005E-2,6.8000000000000005E-2,6.8000000000000005E-2,6.8000000000000005E-2,6.8000000000000005E-2,6.8000000000000005E-2,6.8000000000000005E-2,6.8000000000000005E-2,6.8000000000000005E-2,6.8000000000000005E-2,6.8000000000000005E-2,6.8000000000000005E-2,6.8000000000000005E-2,6.8000000000000005E-2,6.8000000000000005E-2,6.8000000000000005E-2,6.8000000000000005E-2,6.8000000000000005E-2,6.8000000000000005E-2,6.8000000000000005E-2,6.8000000000000005E-2,6.8000000000000005E-2,6.8000000000000005E-2]
[null,"Available Harvest Volume:",null,null,null,null,null,null,null,null,"AC-FT",null,null,null,null,null,null,null,null,null,null,50,{"$error":"#N/A"},{"$error":"#N/A"},null,null,{"$error":"#N/A"},50,{"$error":"#N/A"},{"$error":"#N/A"},50,{"$error":"#N/A"},null,null,null,null,0.5,"R","=",-2.4000000000000001E-4,"+",4.3670000000000002E-3,"-",3.0124000000000001E-2,"+",9.8468E-2,"-",0.155195,"+",0.19129199999999999,4,50,null,null,null,null,null,{"$f":"(($AN16*(BF$12^5))+($AP16*(BF$12^4))-($AR16*(BF$12^3))+($AT16*(BF$12^2))-($AV16*(BF$12^1))+($AX16))","v":0.15819363671874997},0.15281706149999999,0.14780878526874999,0.14315028159999998,0.13882361611874999,0.13481143749999999,0.13109696846874999,0.12766399680000001,0.12449686631874998,0.12158046789999999,0.11890023046874998,0.11644211199999999,0.11419259051875,0.11213865509999998,0.11026779686875,0.108568,0.10702773271874999,0.10563593829999998,0.10438202606875002,0.1032558624,0.10224776171875,0.10134847749999999,0.10054919326874998,9.9841513599999959E-2,9.9217455118749992E-2,9.8669437499999985E-2,9.8190274468750005E-2,9.7773164800000006E-2,9.7411683318749942E-2,9.7099771899999993E-2,9.6831730468750016E-2,9.6602207999999995E-2,9.6406193518749961E-2,9.6239007100000024E-2,9.6096290868749962E-2,9.5973999999999976E-2,9.5868393718750028E-2,9.5776026299999956E-2,9.5693738068750006E-2,9.5618646399999924E-2,9.5548136718750037E-2,9.5479853500000017E-2,9.5411691268750015E-2,9.5341785599999979E-2,9.5268504118750069E-2,9.5190437499999975E-2,9.5106390468749996E-2,9.501537279999997E-2,9.4916590318750022E-2,9.4809435899999933E-2,9.4693480468750063E-2,9.4568463999999935E-2,9.4434286518749994E-2,9.4290999099999967E-2,9.4138794868749903E-2,9.3977999999999978E-2,9.3809064718750029E-2,9.3632554300000087E-2,9.3449140068749909E-2,9.3259590400000009E-2,9.3064761718749972E-2,9.2865589499999762E-2,9.2663079268749698E-2,9.2458297599999989E-2,9.2252363118750041E-2,{"$f":"(($AN16*(DS$12^5))+($AP16*(DS$12^4))-($AR16*(DS$12^3))+($AT16*(DS$12^2))-($AV16*(DS$12^1))+($AX16))","v":9.204643750000005E-2},9.1841716468750029E-2,9.1639420799999954E-2,9.1440787318749911E-2,9.1247059899999788E-2,9.105948046874987E-2,9.0879280000000312E-2,9.0707669518749839E-2,9.0545831099999891E-2,9.0394908868749985E-2,9.0255999999999975E-2,0.09,0.09,0.09,0.09,0.09,0.09,0.09,0.09,0.09,0.09,0.09,0.09,0.09,0.09,0.09,0.09,0.09,0.09,0.09,0.09,0.09,0.09,0.09,0.09,0.09,0.09,0.09,0.09,0.09,0.09,0.09,0.09,0.09,0.09,0.09,0.09,0.09,0.09,0.09,0.09]
[null,{"$f":"IF(ISERROR(VLOOKUP($E$14,$V$36:$Y$37,4,FALSE))=TRUE,\"\",VLOOKUP($E$14,$V$36:$Y$37,4,FALSE))","v":""},null,null,null,null,null,null,null,null,null,"Rate-Efficiency-Volume curves show the relationship between the use rate, average use efficiency and storage volume provided by the pond. Red rectangle displayed on the chart represents system sized by the specified input.",null,null,null,null,null,null,null,null,null,60,{"$error":"#N/A"},{"$error":"#N/A"},null,null,{"$error":"#N/A"},60,{"$error":"#N/A"},{"$error":"#N/A"},60,{"$error":"#N/A"},null,null,null,null,0.6,"R","=",-4.0000000000000002E-4,"+",6.5199999999999998E-3,"-",4.4400000000000002E-2,"+",0.14560000000000001,"-",0.2399,"+",0.28870000000000001,5,60,null,null,null,null,null,{"$f":"(($AN17*(BF$12^5))+($AP17*(BF$12^4))-($AR17*(BF$12^3))+($AT17*(BF$12^2))-($AV17*(BF$12^1))+($AX17))","v":0.23715632812500001},0.22868704000000001,0.22076308987500001,0.21335721600000002,0.206443029625,0.19999500000000001,0.19398843937500002,0.18839948800000003,0.18320509912499999,0.178383024,0.17391179687500002,0.16977072000000001,0.16593984862500002,0.162399976,0.15913261837500001,{"$f":"(($AN17*(BU$12^5))+($AP17*(BU$12^4))-($AR17*(BU$12^3))+($AT17*(BU$12^2))-($AV17*(BU$12^1))+($AX17))","v":0.15612000000000001},0.15334503812499997,0.150791328,0.14844312787500002,0.14628534400000004,0.14430351562500002,0.14248379999999999,0.14081295737500002,0.139278336,0.13786785712500005,0.13657,0.13537378687500001,0.13426876800000001,0.133245006625,0.13229306400000007,0.131403984375,0.13056928000000001,0.12978091612500009,0.12903129600000002,0.12831324587500004,0.12762000000000001,0.12694518562500001,0.12628280799999986,0.12562723537500003,0.12497318399999996,0.12431570312500001,0.12365016000000001,0.12297222487499998,0.12227785599999996,0.12156328462500005,0.12082500000000007,0.12005973437499989,0.11926444799999986,0.11843631412500005,0.11757270400000003,0.11667117187499992,0.11700000000000001,0.11600000000000001,0.11600000000000001,0.115,0.115,0.114,0.114,0.114,0.113,0.113,0.113,0.112,0.112,0.112,0.111,0.111,0.111,0.111,0.111,0.111,0.111,0.111,0.111,0.111,0.111,0.111,0.111,0.111,0.111,0.111,0.111,0.111,0.111,0.111,0.111,0.111,0.111,0.111,0.111,0.111,0.111,0.111,0.111,0.111,0.111,0.111,0.111,0.111,0.111,0.111,0.111,0.111,0.111,0.111,0.111,0.111,0.111,0.111,0.111,0.111,0.111,0.111,0.111,0.111,0.111]
[null,{"$f":"IF($E$14=\"SOLVE FOR HARVEST RATE\",\"Note: harvest efficiency is the average annual capture of runoff water not discharged.\",\"\")","v":""},null,null,null,null,null,null,null,null,null,null,null,null,null,null,null,null,null,null,null,70,{"$error":"#N/A"},{"$error":"#N/A"},null,null,{"$error":"#N/A"},70,{"$error":"#N/A"},{"$error":"#N/A"},70,{"$error":"#N/A"},null,null,null,null,0.7,"R","=",null,"+",3.8499999999999998E-4,"-",7.6E-3,"+",5.5199999999999999E-2,"-",0.17810000000000001,"+",0.35510000000000003,6,70,null,null,null,null,null,{"$f":"(($AN18*(BF$12^5))+($AP18*(BF$12^4))-($AR18*(BF$12^3))+($AT18*(BF$12^2))-($AV18*(BF$12^1))+($AX18))","v":0.31390775390625003},0.30643591850000002,0.29920692740625005,0.29221545599999998,0.28545623740625004,0.27892406250000001,0.27261377990625002,0.26652029600000005,0.26063857490625003,0.25496363850000003,0.24949056640625003,0.244214496,0.23913062240625002,0.23423419850000002,0.22952053490625002,0.22498500000000002,0.22062301990625002,0.21643007850000001,0.21240171740625002,0.20853353600000002,0.20482119140624999,0.20126039850000002,0.19784692990625,0.19457661600000001,0.19144534490625004,0.18844906250000004,0.18558377240625004,0.182845536,0.18023047240625001,0.17773475850000003,0.17535462890625,0.17308637599999999,0.17092634990625,0.1688709585,0.16691666740625,0.16506000000000001,0.16329753740625003,0.16162591850000002,0.16004183990625004,0.15854205599999999,0.15712337890625,0.15578267849999999,0.15451688240625003,0.153322976,0.15219800240625003,0.15113906249999998,0.15014331490625005,0.14920797600000002,0.14833031990625001,0.14750767849999996,0.14673744140625,0.14601705599999998,0.14534402740625002,0.14471591849999998,0.14413034990625001,0.14358500000000002,0.14307760490624993,0.14260595850000007,0.14216791240624993,0.14176137599999999,0.14138431640624999,0.14103475849999991,0.14071078490624994,0.14041053599999997,0.14013220990625008,{"$f":"(($AN18*(DS$12^5))+($AP18*(DS$12^4))-($AR18*(DS$12^3))+($AT18*(DS$12^2))-($AV18*(DS$12^1))+($AX18))","v":0.13987406250000001},0.13963440740624994,0.13941161599999996,0.13920411740625005,0.13901039849999997,0.13882900390625003,0.13865853599999994,0.13849765490624993,0.13834507849999989,0.13819958240625002,0.13805999999999996,0.1379252224062501,0.13779419850000002,0.13766593490625006,0.13753949599999998,0.13741400390624997,0.13728863850000012,0.13716263740624995,0.13703529599999992,0.13690596740625011,0.13677406249999996,0.13663904990624992,0.13650045599999988,0.13635786490624974,0.13621091850000006,0.13605931640624996,0.13590281599999993,0.13574123240624997,0.13557443850000012,0.13540236490624996,0.13522499999999987,0.13504238990625,0.13485463850000007,0.13466190740625011,0.13446441599999998,0.13426244140624993,0.13405631850000005,0.13384643990624995,0.13363325599999992,0.13341727490624983,0.13319906249999985,0.13297924240625009,0.13275849599999995,0.13253756240624998,0.13231723849999982,0.13209837890625004,0.13188189599999994,0.13166875990624988,0.13145999850000006,0.13125669740625018,0.13106000000000001]
[null,null,null,null,null,null,null,null,null,null,null,null,null,null,null,null,null,null,null,null,null,80,{"$error":"#N/A"},{"$error":"#N/A"},null,null,{"$error":"#N/A"},80,{"$error":"#N/A"},{"$error":"#N/A"},80,{"$error":"#N/A"},null,null,null,null,0.8,"R","=",null,"+",4.2000000000000002E-4,"-",8.6E-3,"+",6.59E-2,"-",0.23269999999999999,"+",0.49519999999999997,7,80,null,null,null,null,null,{"$f":"(($AN19*(BF$12^5))+($AP19*(BF$12^4))-($AR19*(BF$12^3))+($AT19*(BF$12^2))-($AV19*(BF$12^1))+($AX19))","v":0.441011015625},0.43109220199999998,0.421465327625,0.41212435199999997,0.40306329762499998,0.39427624999999999,0.38575735762499996,0.37750083199999995,0.36950094762499996,0.361752042,0.35424851562499998,0.34698483199999997,0.33995551762499998,0.33315516199999995,0.32657841762500001,0.32021999999999995,0.31407468762500002,0.30813732199999999,0.30240280762499999,0.29686611199999996,0.29152226562499994,0.28636636199999999,0.28139355762499996,0.276599072,0.27197818762500003,0.26752624999999997,0.26323866762500003,0.25911091200000003,0.25513851762499995,0.25131708199999997,0.24764226562499997,0.24410979199999994,0.24071544762499997,0.23745508199999998,0.23432460762499996,0.23131999999999997,0.22843729762499998,0.225672602,0.22302207762499998,0.22048195199999998,0.21804851562499999,0.21571812199999996,0.21348718762500002,0.21135219199999999,0.20930967762499997,0.20735624999999996,0.205488577625,0.20370339199999998,0.20199748762500008,0.20036772200000003,0.19881101562500003,0.19732435199999998,0.19590477762500003,0.19454940200000004,0.19325539762499999,0.19201999999999997,0.19084050762499999,0.18971428200000001,0.18863874762499999,0.18761139200000004,0.18662976562500005,0.18569148199999991,0.18479421762500009,0.18393571199999997,0.18311376762499998,0.18232624999999991,0.18157108762499996,0.18084627200000003,0.18014985762500002,0.17947996199999994,0.17883476562500011,0.1782125120000001,0.177611507625,0.17703012200000001,0.1764667876249999,0.17592000000000008,0.17538831762500029,0.17487036200000006,0.17436481762500022,0.17387043199999996,0.17338601562500011,0.17291044200000005,0.17244264762499995,0.17198163199999994,0.17152645762499996,0.17107625000000004,0.17063019762499998,0.17018755200000002,0.16974762762499995,0.16930980200000023,0.16887351562499997,0.16843827199999983,0.16800363762500015,0.16756924200000001,0.16713477762499995,0.16669999999999996,0.16626472762500011,0.16582884199999992,0.16539228762500013,0.16495507200000004,0.16451726562500035,0.16407900200000036,0.16364047762499989,0.16320195200000021,0.16276374762499979,0.16232625000000012,0.16188990762499988,0.16145523199999989,0.16102279762499971,0.16059324200000036,0.16016726562500005,0.15974563200000025,0.15932916762500027,0.15891876199999999,0.15851536762500029,0.15812000000000015]
[null,null,null,null,null,null,null,null,null,null,null,null,null,null,null,null,null,null,null,null,null,90,{"$error":"#N/A"},{"$error":"#N/A"},null,null,{"$error":"#N/A"},90,{"$error":"#N/A"},{"$error":"#N/A"},90,{"$error":"#N/A"},null,null,null,null,0.9,"R","=",null,"+",2.0000000000000001E-4,"-",4.8349999999999999E-3,"+",4.7800000000000002E-2,"-",0.23219999999999999,"+",0.67100000000000004,8,90,null,null,null,null,null,{"$f":"(($AN20*(BF$12^5))+($AP20*(BF$12^4))-($AR20*(BF$12^3))+($AT20*(BF$12^2))-($AV20*(BF$12^1))+($AX20))","v":0.61586273437500005},0.60551307500000007,0.59538120062500011,0.58546368000000004,0.575757111875,0.56625812500000006,0.55696337812500007,0.54786956000000009,0.53897338937500006,0.53027161500000008,0.5217610156250001,0.51343840000000007,0.50530060687500011,0.49734450500000005,0.48956699312500007,0.48196500000000009,0.47453548437500004,0.46727543500000002,0.46018187062500004,0.45325184000000007,0.44648242187500004,0.43987072500000002,0.43341388812500004,0.42710908000000003,0.42095349937500004,0.41494437500000003,0.40907896562500007,0.40335456000000003,0.39776847687500005,0.39231806500000005,0.38700070312500007,0.38181380000000004,0.37675479437500003,0.37182115500000007,0.36701038062500008,0.36232000000000009,0.35774757187500011,0.35329068500000005,0.3489469581250001,0.34471404,0.3405896093750001,0.33657137500000006,0.33265707562500008,0.32884448000000005,0.32513138687500009,0.32151562500000003,0.31799505312500009,0.31456756000000002,0.31123106437500014,0.30798351500000004,0.30482289062500012,0.3017472000000001,0.29875448187500009,0.2958428050000001,0.29301026812500008,0.29025500000000004,0.28757515937500011,0.28496893500000009,0.28243454562500014,0.27997024000000015,0.27757429687500018,0.27524502500000003,0.27298076312500014,0.27077988000000003,0.26864077437500022,0.26656187500000006,0.26454164062500019,0.26257856000000007,0.26067115187500012,0.25881796500000015,0.2570175781250002,0.25526860000000007,0.25356966937500014,0.25191945500000007,0.25031665562500016,0.2487600000000002,0.24724824687500013,0.2457801850000001,0.24435463312500028,0.24297044000000001,0.24162648437500012,0.24032167500000012,0.23905495062500015,0.23782528000000003,0.23663166187500018,0.23547312500000017,0.23434872812500018,0.2332575600000002,0.23219873937500002,0.23117141500000016,0.23017476562500017,0.22920800000000008,0.22827035687500019,0.22736110500000017,0.22647954312500018,0.22562500000000008,0.22479683437500009,0.22399443500000016,0.22321722062500016,0.22246463999999988,0.22173617187500017,0.22103132500000033,0.2203496381250003,0.21969068000000014,0.21905404937500028,0.21843937500000021,0.21784631562500034,0.21727456000000023,0.21672382687500025,0.21619386500000015,0.21568445312500029,0.21519540000000015,0.21472654437500027,0.21427775500000035,0.21384893062500065,0.21344000000000019]
[null,"Equivalent Impervious Area (EIA)",null,null,null,null,{"$f":"IF($E$14=\"SELECT OUTPUT\",0,$G$9*$G$11)","v":0},{"$f":"IF($E$14=\"SELECT OUTPUT\",0,$H$9*$H$11)","v":0},{"$f":"IF($E$14=\"SELECT OUTPUT\",0,$I$9*$I$11)","v":0},{"$f":"IF($E$14=\"SELECT OUTPUT\",0,$J$9*$J$11)","v":0},"AC",null,null,null,null,null,null,null,null,null,null,null,{"$f":"W12","v":0},{"$f":"X12","v":0.05},null,null,null,{"$f":"$AB$12","v":0},null,null,{"$f":"$AE$12","v":0.05},null,null,{"$f":"$G$27","v":0},null,null,"Zone 2",null,null,null,null,null,null,null,null,null,null,null,null,null,9,"X =",0,0.05,0.1,0.15,0.2,0.25,0.3,0.35,0.4,0.45,0.5,0.55000000000000004,0.6,0.65,0.7,0.75,0.8,0.85,0.9,0.95,1,1.05,1.1000000000000001,1.1499999999999999,1.2,1.25,1.3,1.35,1.4,1.45,1.5,1.55,1.6,1.65,1.7,1.75,1.8,1.85,1.9,1.95,2,2.0499999999999998,2.1,2.15,2.2000000000000002,2.25,2.2999999999999998,2.35,2.4,2.4500000000000002,2.5,2.5499999999999998,2.6,2.65,2.7,2.75,2.8,2.85,2.9,2.95,3,3.05,3.1,3.15,3.2,3.25,3.3,3.35,3.4,3.45,3.5,3.55,3.6,3.65,3.7,3.75,3.8,3.85,3.9,3.95,4,4.05,4.0999999999999996,4.1500000000000004,4.2,4.25,4.3,4.3499999999999996,4.4000000000000004,4.45,4.5,4.55,4.5999999999999996,4.6500000000000004,4.7,4.75,4.8,4.8499999999999996,4.9000000000000004,4.95,5,5.05,5.0999999999999996,5.15,5.2,5.25,5.3,5.35,5.4,5.45,5.5,5.55,5.6,5.65,5.7,5.75,5.8,5.85,5.9,5.95,6]
[null,"Harvest Volume (IN over EIA):",null,null,null,null,{"$f":"IF($E$14=\"SELECT OUTPUT\",0,IF(ISERROR(($G$16*(1/$Y$31)*12))=TRUE,0,(($G$16*(1/$Y$31)*12))))","v":0},{"$f":"IF($E$14=\"SELECT OUTPUT\",0,IF(ISERROR(($H$16*(1/$Z$31)*12))=TRUE,0,(($H$16*(1/$Z$31)*12))))","v":0},{"$f":"IF($E$14=\"SELECT OUTPUT\",0,IF(ISERROR(($I$16*(1/$AA$31)*12))=TRUE,0,(($I$16*(1/$AA$31)*12))))","v":0},{"$f":"IF($E$14=\"SELECT OUTPUT\",0,IF(ISERROR(($J$16*(1/$AB$31)*12))=TRUE,0,(($J$16*(1/$AB$31)*12))))","v":0},"IN",null,null,null,null,null,null,null,null,null,null,{"$f":"IF($W$5=90,80,$W$5)","v":0},{"$f":"VLOOKUP(V22,$V$13:$X$20,2,FALSE)","v":{"$error":"#N/A"}},{"$f":"VLOOKUP(V22,$V$13:$X$20,3,FALSE)","v":{"$error":"#N/A"}},null,null,{"$f":"VLOOKUP($G$27,$AA$13:$AB$20,1,TRUE)","v":{"$error":"#N/A"}},{"$f":"VLOOKUP($AA$22,$AA$13:$AB$20,2,TRUE)","v":{"$error":"#N/A"}},null,{"$f":"VLOOKUP($G$27,$AD$13:$AE$20,1,TRUE)","v":{"$error":"#N/A"}},{"$f":"VLOOKUP(AD22,$AD$13:$AE$20,2,TRUE)","v":{"$error":"#N/A"}},null,{"$f":"$AB$24","v":0},{"$f":"AB25","v":{"$error":"#N/A"}},null,null,0.2,"R","=",null,"+",null,"-",3.0999999999999999E-3,"+",1.8200000000000001E-2,"-",3.5799999999999998E-2,"+",4.36E-2,10,20,null,null,null,null,null,{"$f":"(($AN22*(BF$12^5))+($AP22*(BF$12^4))-($AR22*(BF$12^3))+($AT22*(BF$12^2))-($AV22*(BF$12^1))+($AX22))","v":3.5739062500000002E-2},{"$f":"(($AN22*(BG$12^5))+($AP22*(BG$12^4))-($AR22*(BG$12^3))+($AT22*(BG$12^2))-($AV22*(BG$12^1))+($AX22))","v":3.4414300000000002E-2},3.3166587499999997E-2,3.1993599999999997E-2,3.0893012500000001E-2,2.98625E-2,2.8899737500000001E-2,2.80024E-2,2.7168162500000002E-2,2.63947E-2,2.5679687499999999E-2,2.5020800000000003E-2,2.4415712499999999E-2,2.3862100000000004E-2,2.33576375E-2,2.2900000000000004E-2,2.2486862500000003E-2,2.2115900000000004E-2,2.17847875E-2,2.1491200000000002E-2,2.1232812500000003E-2,2.1007300000000007E-2,2.0812337500000007E-2,2.06456E-2,2.0504762500000003E-2,2.0387500000000003E-2,2.0291487500000011E-2,2.0214400000000007E-2,2.0153912499999996E-2,2.0107700000000006E-2,2.0073437500000006E-2,2.0048800000000006E-2,2.0031462500000013E-2,2.0019099999999998E-2,2.000938750000001E-2,2.0000000000000004E-2,1.9988612500000003E-2,1.9972900000000002E-2,1.9950537500000004E-2,1.9919200000000005E-2,1.9876562500000014E-2,1.9820300000000006E-2,1.9748087500000011E-2,1.9657599999999997E-2,1.9E-2,1.9E-2,1.9E-2,1.9E-2,1.9E-2,1.9E-2,1.9E-2,1.9E-2,1.9E-2,1.9E-2,1.9E-2,1.9E-2,1.9E-2,1.9E-2,1.9E-2,1.9E-2,1.9E-2,1.9E-2,1.9E-2,1.9E-2,1.9E-2,1.9E-2,1.9E-2,1.9E-2,1.9E-2,1.9E-2,1.9E-2,1.9E-2,1.9E-2,1.9E-2,1.9E-2,1.9E-2,1.9E-2,1.9E-2,1.9E-2,1.9E-2,1.9E-2,1.9E-2,1.9E-2,1.9E-2,1.9E-2,1.9E-2,1.9E-2,1.9E-2,1.9E-2,1.9E-2,1.9E-2,1.9E-2,1.9E-2,1.9E-2,1.9E-2,1.9E-2,1.9E-2,1.9E-2,1.9E-2,1.9E-2,1.9E-2,1.9E-2,1.9E-2,1.9E-2,1.9E-2,1.9E-2,1.9E-2,1.9E-2,1.9E-2,1.9E-2,1.9E-2,1.9E-2,1.9E-2,1.9E-2,1.9E-2,1.9E-2]
[null,null,null,null,null,null,null,null,null,null,null,null,null,null,null,null,null,null,null,null,null,{"$f":"IF($W$6>90,90,$W$6)","v":10},{"$f":"VLOOKUP(V23,$V$13:$X$20,2,FALSE)","v":{"$error":"#N/A"}},{"$f":"VLOOKUP(V23,$V$13:$X$20,3,FALSE)","v":{"$error":"#N/A"}},null,null,{"$f":"VLOOKUP($AB$23,$AB$13:$AC$20,2,FALSE)","v":{"$error":"#N/A"}},{"$f":"AB22+10","v":{"$error":"#N/A"}},null,{"$f":"VLOOKUP($AE$23,$AE$13:$AF$20,2,FALSE)","v":{"$error":"#N/A"}},{"$f":"AE22+10","v":{"$error":"#N/A"}},null,{"$f":"$AE$24","v":0.05},{"$f":"AE25","v":{"$error":"#N/A"}},null,null,0.3,"R","=",null,"+",1.2999999999999999E-3,"-",1.11E-2,"+",3.4099999999999998E-2,"-",4.5400000000000003E-2,"+",6.3799999999999996E-2,11,30,null,null,null,null,null,{"$f":"(($AN23*(BF$12^5))+($AP23*(BF$12^4))-($AR23*(BF$12^3))+($AT23*(BF$12^2))-($AV23*(BF$12^1))+($AX23))","v":5.4412890624999995E-2},5.2959829999999999E-2,5.1630845624999991E-2,5.0418879999999992E-2,4.9317070624999994E-2,4.8318749999999994E-2,4.7417445624999992E-2,4.6606879999999989E-2,4.5880970624999989E-2,4.5233829999999989E-2,4.4659765624999993E-2,4.4153279999999989E-2,4.3709070624999992E-2,4.3322029999999997E-2,4.298724562499999E-2,4.2699999999999988E-2,4.2455770624999986E-2,4.2250229999999993E-2,4.207924562499999E-2,4.1938879999999984E-2,4.1825390624999993E-2,4.1735229999999984E-2,4.1665045624999987E-2,4.1611679999999984E-2,4.1572170624999995E-2,4.154374999999999E-2,4.1523845625E-2,4.1510079999999984E-2,4.1500270624999974E-2,4.1492429999999983E-2,4.1484765624999975E-2,4.1475679999999987E-2,4.1463770624999979E-2,4.1447829999999991E-2,4.1426845624999972E-2,4.1399999999999978E-2,4.136667062499999E-2,4.1326429999999956E-2,4.1279045624999969E-2,4.1224479999999966E-2,4.1162890624999962E-2,4.1094629999999979E-2,4.1020245624999979E-2,4.094047999999996E-2,4.085627062500001E-2,4.0768749999999979E-2,4.0679245624999957E-2,4.058927999999995E-2,4.0500570624999982E-2,4.0415029999999963E-2,4.0334765624999977E-2,4.0262079999999978E-2,4.0199470624999983E-2,4.0149629999999992E-2,4.0115445624999968E-2,4.0099999999999969E-2,0.04,0.04,0.04,0.04,0.04,0.04,0.04,0.04,0.04,0.04,0.04,0.04,0.04,0.04,0.04,0.04,0.04,0.04,0.04,0.04,0.04,0.04,0.04,0.04,0.04,0.04,0.04,0.04,0.04,0.04,0.04,0.04,0.04,0.04,0.04,0.04,0.04,0.04,0.04,0.04,0.04,0.04,0.04,0.04,0.04,0.04,0.04,0.04,0.04,0.04,0.04,0.04,0.04,0.04,0.04,0.04,0.04,0.04,0.04,0.04]
[null,"Determination of Harvest Efficiency:",null,null,null,null,null,null,null,null,null,null,null,null,null,null,null,null,null,null,null,null,{"$f":"$W$8","v":0},null,null,null,null,{"$f":"$AB$21","v":0},null,null,{"$f":"AE21","v":0.05},null,null,{"$f":"$AH$21","v":0},null,null,0.4,"R","=",null,"+",7.6000000000000004E-4,"-",8.3999999999999995E-3,"+",3.4639999999999997E-2,"-",6.5060000000000007E-2,"+",9.8720000000000002E-2,12,40,null,null,null,null,null,{"$f":"(($AN24*(BF$12^5))+($AP24*(BF$12^4))-($AR24*(BF$12^3))+($AT24*(BF$12^2))-($AV24*(BF$12^1))+($AX24))","v":8.449171875E-2},8.2098956000000001E-2,7.9843654749999993E-2,7.7720256000000001E-2,7.5723314749999993E-2,7.3847499999999996E-2,7.2087594749999998E-2,7.0438496000000003E-2,6.8895214749999989E-2,6.7452875999999995E-2,6.6106718749999988E-2,6.4852095999999998E-2,6.3684474749999997E-2,6.2599435999999994E-2,6.1592674749999993E-2,6.0659999999999992E-2,5.9797334749999986E-2,5.9000715999999981E-2,5.8266294749999996E-2,5.7590335999999992E-2,5.6969218749999988E-2,5.6399435999999983E-2,5.5877594749999981E-2,5.5400415999999994E-2,5.4964734749999994E-2,5.4567499999999991E-2,5.4205774749999991E-2,5.3876735999999981E-2,5.3577674749999998E-2,5.3305995999999981E-2,5.305921874999997E-2,5.2834975999999978E-2,5.2631014749999983E-2,5.2445195999999999E-2,5.2275494749999984E-2,5.2119999999999986E-2,5.1976914749999992E-2,5.1844555999999972E-2,5.172135474999999E-2,5.1605855999999964E-2,5.149671874999999E-2,5.1392715999999991E-2,5.1292734749999971E-2,5.1195775999999971E-2,5.1100954749999969E-2,5.1007499999999956E-2,5.0914754749999985E-2,5.0822175999999941E-2,5.0729334749999994E-2,5.0635915999999975E-2,5.054171875000002E-2,5.0446655999999979E-2,5.0350754749999949E-2,5.0254155999999994E-2,5.0157114749999981E-2,5.0059999999999993E-2,4.9963294749999998E-2,4.9867595999999986E-2,4.9773614749999973E-2,4.9682175999999995E-2,{"$f":"(($AN24*(DN$12^5))+($AP24*(DN$12^4))-($AR24*(DN$12^3))+($AT24*(DN$12^2))-($AV24*(DN$12^1))+($AX24))","v":4.9594218749999974E-2},4.9510795999999996E-2,4.9433074749999917E-2,4.9362335999999951E-2,4.9299974749999947E-2,4.9247499999999972E-2,4.9000000000000002E-2,4.9000000000000002E-2,4.9000000000000002E-2,4.9000000000000002E-2,4.9000000000000002E-2,4.9000000000000002E-2,4.9000000000000002E-2,4.9000000000000002E-2,4.9000000000000002E-2,4.9000000000000002E-2,4.9000000000000002E-2,4.9000000000000002E-2,4.9000000000000002E-2,4.9000000000000002E-2,4.9000000000000002E-2,4.9000000000000002E-2,4.9000000000000002E-2,4.9000000000000002E-2,4.9000000000000002E-2,4.9000000000000002E-2,4.9000000000000002E-2,4.9000000000000002E-2,4.9000000000000002E-2,4.9000000000000002E-2,4.9000000000000002E-2,4.9000000000000002E-2,4.9000000000000002E-2,4.9000000000000002E-2,4.9000000000000002E-2,4.9000000000000002E-2,4.9000000000000002E-2,4.9000000000000002E-2,4.9000000000000002E-2,4.9000000000000002E-2,4.9000000000000002E-2,4.9000000000000002E-2,4.9000000000000002E-2,4.9000000000000002E-2,4.9000000000000002E-2,4.9000000000000002E-2,4.9000000000000002E-2,4.9000000000000002E-2,4.9000000000000002E-2,4.9000000000000002E-2,4.9000000000000002E-2,4.9000000000000002E-2,4.9000000000000002E-2,4.9000000000000002E-2,4.9000000000000002E-2,4.9000000000000002E-2]
[null,null,null,null,null,null,null,null,null,null,null,null,null,null,null,null,null,null,null,null,null,{"$f":"V22","v":0},{"$f":"(W22+((X22-W22)/(X21-W21)*(W24-W21)))","v":{"$error":"#N/A"}},null,null,null,{"$f":"$G$27","v":0},{"$f":"(AB22+((AB23-AB22)/(AA23-AA22)*(AA25-AA22)))","v":{"$error":"#N/A"}},null,{"$f":"$G$27","v":0},{"$f":"(AE22+((AE23-AE22)/(AD23-AD22)*(AD25-AD22)))","v":{"$error":"#N/A"}},null,{"$f":"$W$8","v":0},{"$f":"(AH22+((AH23-AH22)/(AG23-AG22)*(AG25-AG22)))","v":{"$error":"#N/A"}},null,null,0.5,"R","=",-2.0000000000000001E-4,"+",3.5000000000000001E-3,"-",2.41E-2,"+",7.85E-2,"-",0.1239,"+",0.14680000000000001,13,50,null,null,null,null,null,0.12036816406250002,0.11607216400000002,0.11206943393750002,0.10834515200000001,0.10488496881250001,0.10167500000000002,9.8701818687500026E-2,9.5952448000000023E-2,9.3414353562500024E-2,9.1075436000000023E-2,8.8924023437500027E-2,8.6948864000000015E-2,8.5139118312500012E-2,8.3484352000000012E-2,8.1974528187500034E-2,8.0600000000000019E-2,7.9351503062500023E-2,7.8220148000000017E-2,7.7197412937500043E-2,7.6275136000000035E-2,7.5445507812500021E-2,7.4701064000000011E-2,7.4034677687500022E-2,7.3439552000000019E-2,7.2909212562500048E-2,7.2437500000000044E-2,7.2018562437500031E-2,7.1646848000000027E-2,7.1317097312499994E-2,7.1024336000000021E-2,7.0763867187500024E-2,7.053126400000001E-2,7.032236206250006E-2,7.0133252000000063E-2,6.9960271937500013E-2,6.9800000000000029E-2,6.9649246812500065E-2,6.9505048000000041E-2,6.9364656687499998E-2,6.9225536000000004E-2,6.9085351562500036E-2,6.8941964000000105E-2,6.8793421437500002E-2,6.863795200000003E-2,6.8473956312500056E-2,6.83E-2,6.8000000000000005E-2,6.8000000000000005E-2,6.8000000000000005E-2,6.8000000000000005E-2,6.8000000000000005E-2,6.8000000000000005E-2,6.8000000000000005E-2,6.8000000000000005E-2,6.8000000000000005E-2,6.8000000000000005E-2,6.8000000000000005E-2,6.8000000000000005E-2,6.8000000000000005E-2,6.8000000000000005E-2,6.8000000000000005E-2,6.8000000000000005E-2,6.8000000000000005E-2,6.8000000000000005E-2,6.8000000000000005E-2,6.8000000000000005E-2,6.8000000000000005E-2,6.8000000000000005E-2,6.8000000000000005E-2,6.8000000000000005E-2,6.8000000000000005E-2,6.8000000000000005E-2,6.8000000000000005E-2,6.8000000000000005E-2,6.8000000000000005E-2,6.8000000000000005E-2,6.8000000000000005E-2,6.8000000000000005E-2,6.8000000000000005E-2,6.8000000000000005E-2,6.8000000000000005E-2,6.8000000000000005E-2,6.8000000000000005E-2,6.8000000000000005E-2,6.8000000000000005E-2,6.8000000000000005E-2,6.8000000000000005E-2,6.8000000000000005E-2,6.8000000000000005E-2,6.8000000000000005E-2,6.8000000000000005E-2,6.8000000000000005E-2,6.8000000000000005E-2,6.8000000000000005E-2,6.8000000000000005E-2,6.8000000000000005E-2,6.8000000000000005E-2,6.8000000000000005E-2,6.8000000000000005E-2,6.8000000000000005E-2,6.8000000000000005E-2,6.8000000000000005E-2,6.8000000000000005E-2,6.8000000000000005E-2,6.8000000000000005E-2,6.8000000000000005E-2,6.8000000000000005E-2,6.8000000000000005E-2,6.8000000000000005E-2,6.8000000000000005E-2,6.8000000000000005E-2,6.8000000000000005E-2,6.8000000000000005E-2,6.8000000000000005E-2,6.8000000000000005E-2,6.8000000000000005E-2]
[null,"Harvest Rate:",null,null,null,null,{"$f":"IF(OR($E$14=\"SOLVE FOR HARVEST RATE\",$E$14=\"SELECT OUTPUT\"),0,($G$17*$G$10*43560)/(7*12))","v":0},{"$f":"IF(OR($E$14=\"SOLVE FOR HARVEST RATE\",$E$14=\"SELECT OUTPUT\"),0,($H$17*$H$10*43560)/(7*12))","v":0},{"$f":"IF(OR($E$14=\"SOLVE FOR HARVEST RATE\",$E$14=\"SELECT OUTPUT\"),0,($I$17*$I$10*43560)/(7*12))","v":0},{"$f":"IF(OR($E$14=\"SOLVE FOR HARVEST RATE\",$E$14=\"SELECT OUTPUT\"),0,($J$17*$J$10*43560)/(7*12))","v":0},"CF/DAY",null,null,null,null,null,null,null,null,null,null,{"$f":"V23","v":10},{"$f":"(W23+((X23-W23)/(X21-W21)*(W24-W21)))","v":{"$error":"#N/A"}},null,null,null,null,null,null,null,null,null,null,null,null,null,0.6,"R","=",-3.4699999999999998E-4,"+",6.3E-3,"-",4.3499999999999997E-2,"+",0.14280000000000001,"-",0.22800000000000001,"+",0.2359,14,60,null,null,null,null,null,0.1871695830078125,0.17922768679000001,0.17182065436593752,0.16492172671999999,0.15850499874906249,0.15254540625000002,0.14701871290718749,0.14190149728000001,0.13717113979031251,0.13280580971,0.12878445214843748,0.12508677504000001,0.12169323613156251,0.11858502996999999,0.11574407488968752,0.113153,0.11079513217281248,0.10865448303000003,0.10671573593093753,0.10496423296000001,0.10338596191406249,0.10196754329000005,0.10069621727218753,9.955983072000002E-2,9.8546824155312546E-2,9.7646218750000013E-2,9.6847603313437503E-2,9.6141121280000075E-2,9.5517457696562502E-2,9.496782621000005E-2,9.4483956054687512E-2,9.405807904000002E-2,9.3682916537812577E-2,9.3351666470000094E-2,9.3057990295937532E-2,9.2796000000000045E-2,9.2560245079062631E-2,9.2345699529999992E-2,9.2147748837187571E-2,9.1962176960000086E-2,9.1785153320312562E-2,9.1613219790000144E-2,9.1443277678437629E-2,9.1272574720000055E-2,9.1098692061562681E-2,9.0919531250000019E-2,9.0733301219687479E-2,9.053850528000007E-2,9.0333928102812822E-2,9.0118622710000262E-2,8.9891897460937509E-2,8.9653303040000187E-2,8.9402619444062581E-2,8.9139842970000327E-2,8.8865173202187564E-2,8.8579000000000185E-2,8.8281890485312431E-2,8.797457603000014E-2,8.7657939243437566E-2,8.7333000960000517E-2,{"$f":"(($AN26*(DN$12^5))+($AP26*(DN$12^4))-($AR26*(DN$12^3))+($AT26*(DN$12^2))-($AV26*(DN$12^1))+($AX26))","v":8.700090722656284E-2},8.6662916290000003E-2,8.6320385584687465E-2,8.5974758720000266E-2,8.5627552467812618E-2,8.5280343750000265E-2,8.4934756625937857E-2,8.4592449280000204E-2,8.4255101009062638E-2,8.3924399210000389E-2,8.3602026367187721E-2,8.3289647040000525E-2,8.2988894850312911E-2,8.2701359470000346E-2,8.2428573608438027E-2,8.2172000000000245E-2,{"$f":"(($AN26*(ED$12^5))+($AP26*(ED$12^4))-($AR26*(ED$12^3))+($AT26*(ED$12^2))-($AV26*(ED$12^1))+($AX26))","v":8.1933018391563417E-2},8.171291253000057E-2,8.1512857149688145E-2,8.1333904960000036E-2,8.1176973632813176E-2,8.1042832790000685E-2,8.0932090990937788E-2,8.0845182720000519E-2,8.0782355374062753E-2,8.0743656250000351E-2,8.0728919532188081E-2,8.0737753280000657E-2,8.0769526415313209E-2,8.0823355710000655E-2,8.0898092773437957E-2,8.0992311039999931E-2,{"$f":"(($AN26*(ET$12^5))+($AP26*(ET$12^4))-($AR26*(ET$12^3))+($AT26*(ET$12^2))-($AV26*(ET$12^1))+($AX26))","v":8.1104292756563723E-2},8.1232015970001514E-2,8.1373141514687219E-2,8.1000000000000003E-2,8.1000000000000003E-2,8.1000000000000003E-2,8.1000000000000003E-2,8.1000000000000003E-2,8.1000000000000003E-2,8.1000000000000003E-2,8.1000000000000003E-2,8.1000000000000003E-2,8.1000000000000003E-2,8.1000000000000003E-2,8.1000000000000003E-2,8.1000000000000003E-2,8.1000000000000003E-2,8.1000000000000003E-2,8.1000000000000003E-2,8.1000000000000003E-2,8.1000000000000003E-2,8.1000000000000003E-2,8.1000000000000003E-2,8.1000000000000003E-2]
[null,"Harvest Rate (IN/DAY over EIA):",null,null,null,null,{"$f":"IF(ISERROR(IF($E$14=\"SOLVE FOR HARVEST RATE\",0,($G$26*12)/(43560*$Y$31)))=TRUE,0,(IF($E$14=\"SOLVE FOR HARVEST RATE\",0,($G$26*12)/(43560*$Y$31))))","v":0},{"$f":"IF(ISERROR(IF($E$14=\"SOLVE FOR HARVEST RATE\",0,($H$26*12)/(43560*$Z$31)))=TRUE,0,(IF($E$14=\"SOLVE FOR HARVEST RATE\",0,($H$26*12)/(43560*$Z$31))))","v":0},{"$f":"IF(ISERROR(IF($E$14=\"SOLVE FOR HARVEST RATE\",0,($I$26*12)/(43560*$AA$31)))=TRUE,0,(IF($E$14=\"SOLVE FOR HARVEST RATE\",0,($I$26*12)/(43560*$AA$31))))","v":0},{"$f":"IF(ISERROR(IF($E$14=\"SOLVE FOR HARVEST RATE\",0,($J$26*12)/(43560*$AB$31)))=TRUE,0,(IF($E$14=\"SOLVE FOR HARVEST RATE\",0,($J$26*12)/(43560*$AB$31))))","v":0},"IN/DAY",null,null,null,null,null,null,null,null,null,null,null,{"$f":"W24","v":0},null,null,null,null,null,null,null,null,null,null,null,null,null,0.7,"R","=",-3.8000000000000002E-4,"+",7.1599999999999997E-3,"-",5.203E-2,"+",0.18317,"-",0.32340999999999998,"+",0.35149999999999998,15,70,null,null,null,null,null,0.28131025390624997,0.2696145626,0.25861948766874998,0.24829268479999997,0.23860278393125001,0.229519375,0.22101299369374999,0.21305510720000001,0.20561809995624997,0.1986752594,0.19220076171875,0.18616965759999998,0.18055785798124996,0.17534211980000003,0.17050003174375003,0.16600999999999999,0.16185123400624996,0.15800373220000002,0.15444826776874998,0.1511663744,0.14814033203125002,0.14535315259999998,0.14278856579375004,0.14043100480000001,0.13826559205625005,0.13627812500000003,0.13445506181875011,0.13278350719999998,0.13125119808125002,0.12984648939999993,0.12855833984375004,0.12737629760000008,0.12629048610624993,0.1252915898000001,0.12437083986874992,0.12352000000000002,0.12273135213125003,0.1219976821999999,0.12131226589375005,0.12066885440000008,0.12006166015624997,0.11948534260000004,0.11893499391875001,0.11840612479999985,0.11789465018125006,0.11739687500000001,0.11690947994375017,0.11642950719999995,0.11595434620625028,0.11548171940000024,0.11500966796875006,0.11453653759999999,0.11406096423124984,0.11358185980000018,0.11309839799375004,0.11261000000000027,0.11211632025625012,0.11161723220000036,0.11111281401874989,0.11060333439999998,0.11008923828125,0.10957113259999979,0.1090497720437496,0.10852604479999989,0.10800095830624962,0.10747562500000002,0.10695124806875028,0.10642910720000015,0.10591054433125008,0.10539694939999961,0.10488974609375018,0.10439037760000019,0.10390029235625026,0.10342092979999956,0.10295370611874982,0.10249999999999987,0.10206113838125047,0.10163838220000004,0.10123291214375058,0.10084581439999957,0.10047806640624973,0.10013052259999983,9.9803900168749682E-2,9.9498764799999917E-2,9.9215516431250539E-2,9.8954374999999761E-2,9.8715366193750154E-2,9.8498307199999913E-2,9.8302792456249233E-2,9.8128179400000237E-2,9.7973574218750026E-2,9.7837817599999044E-2,9.7719470481249904E-2,9.7616799800000431E-2,9.7527764243748927E-2,9.7000000000000003E-2,9.7000000000000003E-2,9.7000000000000003E-2,9.7000000000000003E-2,9.7000000000000003E-2,9.7000000000000003E-2,9.7000000000000003E-2,9.7000000000000003E-2,9.7000000000000003E-2,9.7000000000000003E-2,9.7000000000000003E-2,9.7000000000000003E-2,9.7000000000000003E-2,9.7000000000000003E-2,9.7000000000000003E-2,9.7000000000000003E-2,9.7000000000000003E-2,9.7000000000000003E-2,9.7000000000000003E-2,9.7000000000000003E-2,9.7000000000000003E-2]
[null,"Harvest Efficiency (20 to 90% efficiency):",null,null,null,null,{"$f":"IF(ISERROR(IF(AND(ISERROR(IF($E$14=\"SOLVE FOR HARVEST RATE\",0,AE25))=TRUE,$G$27>$AA$20),90,IF($E$14=\"SOLVE FOR HARVEST RATE\",0,AE25)))=TRUE,0,IF(AND(ISERROR(IF($E$14=\"SOLVE FOR HARVEST RATE\",0,AE25))=TRUE,$G$27>$AA$20),90,IF($E$14=\"SOLVE FOR HARVEST RATE\",0,AE25)))","v":0},{"$f":"IF(ISERROR(IF(AND(ISERROR(IF($E$14=\"SOLVE FOR HARVEST RATE\",0,AE63))=TRUE,$H$27>$AA$58),90,IF($E$14=\"SOLVE FOR HARVEST RATE\",0,AE63)))=TRUE,0,IF(AND(ISERROR(IF($E$14=\"SOLVE FOR HARVEST RATE\",0,AE63))=TRUE,$H$27>$AA$58),90,IF($E$14=\"SOLVE FOR HARVEST RATE\",0,AE63)))","v":0},{"$f":"IF(ISERROR(IF(AND(ISERROR(IF($E$14=\"SOLVE FOR HARVEST RATE\",0,AE85))=TRUE,$I$27>$AA$80),90,IF($E$14=\"SOLVE FOR HARVEST RATE\",0,AE85)))=TRUE,0,IF(AND(ISERROR(IF($E$14=\"SOLVE FOR HARVEST RATE\",0,AE85))=TRUE,$I$27>$AA$80),90,IF($E$14=\"SOLVE FOR HARVEST RATE\",0,AE85)))","v":0},{"$f":"IF(ISERROR(IF(AND(ISERROR(IF($E$14=\"SOLVE FOR HARVEST RATE\",0,AE107))=TRUE,$J$27>$AA$102),90,IF($E$14=\"SOLVE FOR HARVEST RATE\",0,AE107)))=TRUE,0,IF(AND(ISERROR(IF($E$14=\"SOLVE FOR HARVEST RATE\",0,AE107))=TRUE,$J$27>$AA$102),90,IF($E$14=\"SOLVE FOR HARVEST RATE\",0,AE107)))","v":0},"%",null,null,null,null,null,null,null,null,null,null,{"$f":"W4","v":0},{"$f":"(W25+((W26-W25)/(V26-V25)*(V28-V25)))","v":{"$error":"#N/A"}},null,null,null,null,null,null,null,null,null,null,null,null,null,0.8,"R","=",null,"+",7.9000000000000001E-4,"-",1.3639999999999999E-2,"+",8.8499999999999995E-2,"-",0.26379999999999998,"+",0.44579999999999997,16,80,null,null,null,null,null,0.38517121093749995,0.37426311899999998,0.36373828993750001,0.35358726399999996,0.34380069993749995,0.33436937499999997,0.3252841849375,0.31653614399999996,0.30811638493749999,0.300016159,0.29222683593749998,0.28473990399999999,0.2775469699375,0.27063975899999998,0.26401011493750004,0.25764999999999999,0.25155149493749995,0.24570679899999998,0.24010822993749997,0.23474822400000001,0.2296193359375,0.22471423900000001,0.2200257249375,0.21554670400000003,0.21127020493750001,0.20718937500000004,0.2032974799375,0.19958790399999998,0.19605414993750003,{"$f":"(($AN28*(CI$12^5))+($AP28*(CI$12^4))-($AR28*(CI$12^3))+($AT28*(CI$12^2))-($AV28*(CI$12^1))+($AX28))","v":0.19268983899999997},0.18948871093750003,0.18644462399999995,0.18355155493749997,0.18080359900000009,0.1781949699375,0.17571999999999999,0.17337313993750003,0.17114895899999993,0.16904214493750003,0.16704750400000001,0.16515996093750007,0.16337455899999997,0.16168645993750003,0.16009094400000007,0.15858340993750009,{"$f":"(($AN28*(CY$12^5))+($AP28*(CY$12^4))-($AR28*(CY$12^3))+($AT28*(CY$12^2))-($AV28*(CY$12^1))+($AX28))","v":0.15715937499999999},0.1558144749375,0.15454446399999999,0.15334521493749997,0.15221271900000005,0.15114308593749998,0.15013254400000009,0.14917743993749993,0.14827423900000003,0.14741952493749999,0.14661000000000007,0.14584248493749996,0.14511391900000004,0.14442135993750005,0.14376198400000006,0.14313308593749996,0.14253207899999998,0.14195649493750007,0.14140398399999998,0.14087231493749997,0.14035937500000017,0.13986316993750003,0.13938182399999999,0.13891357993749986,0.13845679899999996,0.13800996093749995,0.1375716640000002,0.13714062493749979,0.13671567899999992,0.13629577993750019,0.13588,0.13546752993750011,0.13505767899999999,0.13464987493750014,0.13424366399999998,0.1338387109375001,0.13343479899999999,0.13303182993750018,0.1326298239999999,0.13222891993749997,0.13182937500000014,0.13143156493749975,0.13103598399999994,0.1306432449374999,0.13025407900000019,0.12986933593750005,0.12948998400000034,0.12911710993749992,0.12875191900000038,0.12839573493750001,0.12805000000000022,0.12771627493750026,0.12739623899999986,0.12709168993750009,0.12680454399999985,0.12653683593750031,0.126290719,0.12606846493750012,0.12587246400000041,0.12570522493750014,0.12556937499999976,0.1254676599375002,0.1254029440000004,{"$f":"(($AN28*(FJ$12^5))+($AP28*(FJ$12^4))-($AR28*(FJ$12^3))+($AT28*(FJ$12^2))-($AV28*(FJ$12^1))+($AX28))","v":0.12537820993750026},0.12539655899999969,0.12546121093750018,0.125,0.125,0.125,0.125,0.125]
[null,null,null,null,null,null,null,null,null,null,null,null,null,null,null,null,null,null,null,null,null,null,null,null,null,null,null,null,null,null,null,null,null,null,null,null,0.9,"R","=",null,"+",4.6000000000000001E-4,"-",9.9600000000000001E-3,"+",8.1000000000000003E-2,"-",0.30599999999999999,"+",0.63660000000000005,17,90,null,null,null,null,null,{"$f":"(($AN29*(BF$12^5))+($AP29*(BF$12^4))-($AR29*(BF$12^3))+($AT29*(BF$12^2))-($AV29*(BF$12^1))+($AX29))","v":0.56500867187500003},0.55182480600000006,0.53900236787500011,0.5265343360000001,0.5144137578750001,0.50263374999999999,0.49118749787500005,0.48006825600000008,0.46926934787500008,0.45878416600000005,0.44860617187500007,0.43872889600000003,0.42914593787500005,0.41985096600000005,0.41083771787500012,0.40210000000000007,0.39363168787500002,0.38542672600000005,0.37747912787500004,0.3697829760000001,0.36233242187500003,0.35512168600000005,0.34814505787500005,0.34139689600000012,0.33487162787500008,0.3285637500000001,0.32246782787500006,0.31657849600000004,0.31089045787500003,0.30539848600000008,0.3000974218750001,0.2949821760000001,0.29004772787500005,0.28528912600000012,0.28070148787500004,0.27628000000000008,0.27201991787500013,0.26791656600000002,0.26396533787500009,0.26016169600000005,0.25650117187500004,0.25297936600000004,0.24959194787500011,0.2463346560000001,0.24320329787500006,0.24019374999999998,0.23730195787500014,0.2345239360000001,0.23185576787500012,0.22929360600000004,0.22683367187500003,0.22447225600000009,0.22220571787500015,0.22003048600000008,0.21794305787500012,0.21594000000000013,0.21401794787500006,0.21217360600000013,0.21040374787500005,0.20870521600000003,0.2070749218750001,0.205509846,0.20400703787500019,0.20256361600000006,0.20117676787500005,0.19984375000000021,0.1985618878750004,0.19732857600000009,0.19614127787500002,0.19499752600000009,0.19389492187500013,0.19283113600000024,0.19180390787500023,0.1908110460000001,0.18985042787500006,0.18892000000000009,0.1880177778750004,0.18714184600000017,0.18629035787500015,0.18546153599999993,0.18465367187500015,0.18386512600000027,0.18309432787500002,0.18233977599999995,0.18160003787500012,0.18087375000000006,0.18015961787500001,0.17945641599999995,0.17876298787500022,0.17807824600000011,0.17740117187499993,0.17673081600000007,0.17606629787500028,0.17540680600000025,0.17475159787500028,0.17409999999999992,0.17345140787500024,0.17280528600000022,0.17216116787500013,0.17151865600000016,0.17087742187500021,0.17023720600000036,0.16959781787500017,0.16895913600000023,0.16832110787500021,0.16768375000000013,0.16704714787500019,0.16641145600000029,0.16577689787500005,0.16514376600000036,0.16451242187500048,0.16388329599999985,0.16325688787500026,0.16263376600000035,0.16201456787500024,0.16140000000000021]
[null,"Determination of Harvest Rate:",null,null,null,null,null,null,null,null,null,null,null,null,null,null,null,null,null,null,null,null,null,null,"Catchment1","Catchment 2","Catchment 3","Catchment 4",null,null,null,null,null,null,null,null,"Zone 3",null,null,null,null,null,null,null,null,null,null,null,null,null,18,"X =",0,0.05,0.1,0.15,0.2,0.25,0.3,0.35,0.4,0.45,0.5,0.55000000000000004,0.6,0.65,0.7,0.75,0.8,0.85,0.9,0.95,1,1.05,1.1000000000000001,1.1499999999999999,1.2,1.25,1.3,1.35,1.4,1.45,1.5,1.55,1.6,1.65,1.7,1.75,1.8,1.85,1.9,1.95,2,2.0499999999999998,2.1,2.15,2.2000000000000002,2.25,2.2999999999999998,2.35,2.4,2.4500000000000002,2.5,2.5499999999999998,2.6,2.65,2.7,2.75,2.8,2.85,2.9,2.95,3,3.05,3.1,3.15,3.2,3.25,3.3,3.35,3.4,3.45,3.5,3.55,3.6,3.65,3.7,3.75,3.8,3.85,3.9,3.95,4,4.05,4.0999999999999996,4.1500000000000004,4.2,4.25,4.3,4.3499999999999996,4.4000000000000004,4.45,4.5,4.55,4.5999999999999996,4.6500000000000004,4.7,4.75,4.8,4.8499999999999996,4.9000000000000004,4.95,5,5.05,5.0999999999999996,5.15,5.2,5.25,5.3,5.35,5.4,5.45,5.5,5.55,5.6,5.65,5.7,5.75,5.8,5.85,5.9,5.95,6]
[null,null,null,null,null,null,null,null,null,null,null,null,null,null,null,null,null,null,null,null,null,"EIA:",null,null,{"$f":"G9*G11","v":0},{"$f":"H9*H11","v":0},{"$f":"I9*I11","v":0},{"$f":"J9*J11","v":0},null,null,"Zone 3",null,null,null,null,null,0.2,"R","=",null,"+",1.8E-3,"-",1.064E-2,"+",2.3900000000000001E-2,"-",2.8400000000000002E-2,"+",4.1599999999999998E-2,19,20,null,null,null,null,null,{"$f":"(($AN31*(BF$12^5))+($AP31*(BF$12^4))-($AR31*(BF$12^3))+($AT31*(BF$12^2))-($AV31*(BF$12^1))+($AX31))","v":3.5834531249999996E-2},{"$f":"(($AN31*(BG$12^5))+($AP31*(BG$12^4))-($AR31*(BG$12^3))+($AT31*(BG$12^2))-($AV31*(BG$12^1))+($AX31))","v":3.4958299999999998E-2},3.4158571249999999E-2,3.3429119999999993E-2,3.2763991249999999E-2,3.2157499999999999E-2,3.1604231249999996E-2,3.1099039999999998E-2,3.0637051249999998E-2,3.021366E-2,2.9824531250000001E-2,2.9465599999999995E-2,2.9133071249999996E-2,2.8823419999999995E-2,2.8533391249999998E-2,2.8259999999999997E-2,2.8000531249999999E-2,2.7752539999999999E-2,2.7513851249999995E-2,2.7282560000000001E-2,2.7057031249999995E-2,2.6835899999999992E-2,2.6618071249999993E-2,2.6402720000000005E-2,2.6189291249999996E-2,2.5977500000000004E-2,2.5767331250000004E-2,2.5559039999999998E-2,2.535315124999999E-2,2.5150459999999993E-2,2.4952031249999999E-2,2.4759199999999988E-2,2.4573571250000009E-2,2.4397019999999998E-2,2.4231691250000006E-2,2.4079999999999997E-2,2.3944631249999994E-2,2.3828539999999988E-2,2.3734951249999997E-2,2.3667359999999998E-2,2.3629531250000002E-2,2.3625499999999994E-2,2.3659571249999997E-2,2.3736320000000005E-2,2.3860591249999993E-2,2.4037499999999989E-2,2.4E-2,2.4E-2,2.4E-2,2.4E-2,2.4E-2,2.4E-2,2.4E-2,2.4E-2,2.4E-2,2.4E-2,2.4E-2,2.4E-2,2.4E-2,2.4E-2,2.4E-2,2.4E-2,2.4E-2,2.4E-2,2.4E-2,2.4E-2,2.4E-2,2.4E-2,2.4E-2,2.4E-2,2.4E-2,2.4E-2,2.4E-2,2.4E-2,2.4E-2,2.4E-2,2.4E-2,2.4E-2,2.4E-2,2.4E-2,2.4E-2,2.4E-2,2.4E-2,2.4E-2,2.4E-2,2.4E-2,2.4E-2,2.4E-2,2.4E-2,2.4E-2,2.4E-2,2.4E-2,2.4E-2,2.4E-2,2.4E-2,2.4E-2,2.4E-2,2.4E-2,2.4E-2,2.4E-2,2.4E-2,2.4E-2,2.4E-2,2.4E-2,2.4E-2,2.4E-2,2.4E-2,2.4E-2,2.4E-2,2.4E-2,2.4E-2,2.4E-2,2.4E-2,2.4E-2,2.4E-2,2.4E-2]
[null,"Harvest Rate (IN/DAY over EIA):",null,null,null,null,{"$f":"IF(E14=\"SOLVE FOR HARVEST RATE\",IF(OR($Y$32<0.25,$Y$32>6,G17>90)=TRUE,\"ERROR\",W28),0)","v":0},{"$f":"IF(E14=\"SOLVE FOR HARVEST RATE\",IF(OR($Z$32<0.25,$Z$32>6,H17>90)=TRUE,\"ERROR\",W66),0)","v":0},{"$f":"IF(E14=\"SOLVE FOR HARVEST RATE\",IF(OR($AA$32<0.25,$AA$32>6,I17>90)=TRUE,\"ERROR\",W88),0)","v":0},{"$f":"IF(E14=\"SOLVE FOR HARVEST RATE\",IF(OR($AB$32<0.25,$AB$32>6,J17>90)=TRUE,\"ERROR\",W110),0)","v":0},"IN/DAY",null,null,null,null,null,null,null,null,null,null,"Harvest Volume (IN over EIA):",null,null,{"$f":"IF(ISERROR(($G$16*(1/$Y$31)*12))=TRUE,0,(($G$16*(1/$Y$31)*12)))","v":0},{"$f":"IF(ISERROR(($H$16*(1/$Z$31)*12))=TRUE,0,(($H$16*(1/$Z$31)*12)))","v":0},{"$f":"IF(ISERROR(($I$16*(1/$AA$31)*12))=TRUE,0,(($I$16*(1/$AA$31)*12)))","v":0},{"$f":"IF(ISERROR(($J$16*(1/$AB$31)*12))=TRUE,0,(($J$16*(1/$AB$31)*12)))","v":0},"IN",null,"Zone 1",1,null,null,null,null,0.3,"R","=",null,"+",1.1999999999999999E-3,"-",1.0200000000000001E-2,"+",3.0599999999999999E-2,"-",4.0800000000000003E-2,"+",6.2300000000000001E-2,20,30,null,null,null,null,null,{"$f":"(($AN32*(BF$12^5))+($AP32*(BF$12^4))-($AR32*(BF$12^3))+($AT32*(BF$12^2))-($AV32*(BF$12^1))+($AX32))","v":5.3857812500000005E-2},5.2548320000000003E-2,5.13491825E-2,5.0253920000000001E-2,4.9256232499999997E-2,4.8349999999999997E-2,4.7529282499999992E-2,4.6788320000000001E-2,4.61215325E-2,4.5523519999999998E-2,4.4989062499999996E-2,4.4513120000000003E-2,4.4090832499999996E-2,4.3717519999999996E-2,4.3388682499999998E-2,4.3099999999999999E-2,4.2847332500000002E-2,4.2626719999999993E-2,4.2434382499999999E-2,4.2266719999999994E-2,4.2120312499999993E-2,4.1991919999999995E-2,4.1878482499999994E-2,4.1777119999999994E-2,4.1685132499999999E-2,4.1599999999999991E-2,4.15193825E-2,4.1441119999999998E-2,4.1363232499999993E-2,4.1283919999999981E-2,4.1201562499999983E-2,4.1114719999999987E-2,4.1022132499999982E-2,4.0922720000000003E-2,4.0815582499999982E-2,4.0699999999999979E-2,4.0575432499999974E-2,4.0441519999999988E-2,4.0298082499999964E-2,4.0145119999999958E-2,3.9982812499999958E-2,3.9811519999999982E-2,3.9631782499999983E-2,3.944431999999997E-2,3.9250032499999955E-2,3.9049999999999981E-2,3.884548249999998E-2,3.8637919999999958E-2,3.8428932499999978E-2,3.8220319999999967E-2,3.8014062499999966E-2,3.7812319999999976E-2,3.7617432499999957E-2,3.7431919999999987E-2,3.7258482499999919E-2,3.7099999999999946E-2,3.6959532499999927E-2,3.6840319999999989E-2,3.6745782499999942E-2,3.6679519999999972E-2,{"$f":"(($AN32*(DN$12^5))+($AP32*(DN$12^4))-($AR32*(DN$12^3))+($AT32*(DN$12^2))-($AV32*(DN$12^1))+($AX32))","v":3.6645312499999978E-2},3.6647119999999957E-2,3.6689082499999894E-2,3.6775519999999874E-2,3.6910932499999945E-2,3.7099999999999918E-2,3.6999999999999998E-2,3.6999999999999998E-2,3.6999999999999998E-2,3.6999999999999998E-2,3.6999999999999998E-2,3.6999999999999998E-2,3.6999999999999998E-2,3.6999999999999998E-2,3.6999999999999998E-2,3.6999999999999998E-2,3.6999999999999998E-2,3.6999999999999998E-2,3.6999999999999998E-2,3.6999999999999998E-2,3.6999999999999998E-2,3.6999999999999998E-2,3.6999999999999998E-2,3.6999999999999998E-2,3.6999999999999998E-2,3.6999999999999998E-2,3.6999999999999998E-2,3.6999999999999998E-2,3.6999999999999998E-2,3.6999999999999998E-2,3.6999999999999998E-2,3.6999999999999998E-2,3.6999999999999998E-2,3.6999999999999998E-2,3.6999999999999998E-2,3.6999999999999998E-2,3.6999999999999998E-2,3.6999999999999998E-2,3.6999999999999998E-2,3.6999999999999998E-2,3.6999999999999998E-2,3.6999999999999998E-2,3.6999999999999998E-2,3.6999999999999998E-2,3.6999999999999998E-2,3.6999999999999998E-2,3.6999999999999998E-2,3.6999999999999998E-2,3.6999999999999998E-2,3.6999999999999998E-2,3.6999999999999998E-2,3.6999999999999998E-2,3.6999999999999998E-2,3.6999999999999998E-2,3.6999999999999998E-2,3.6999999999999998E-2]
[null,"Required Harvest Rate:",null,null,null,null,{"$f":"IF(ISERROR($G32*($Y31)*(43560)/(12))=TRUE,\"ERROR\",$G32*($Y31)*(43560)/(12))","v":0},{"$f":"IF(ISERROR($H32*($Z31)*(43560)/(12))=TRUE,\"ERROR\",$H32*($Z31)*(43560)/(12))","v":0},{"$f":"IF(ISERROR($I32*($AA31)*(43560)/(12))=TRUE,\"ERROR\",$I32*($AA31)*(43560)/(12))","v":0},{"$f":"IF(ISERROR($J32*($AB31)*(43560)/(12))=TRUE,\"ERROR\",$J32*($AB31)*(43560)/(12))","v":0},"CF/DAY",null,null,null,null,null,null,null,null,null,null,"SELECT OUTPUT",null,"Percent Volume Discharged [%]",{"$f":"IF(AND(G17=0,G28=0), \"\", IF($E$14=\"SOLVE FOR HARVEST RATE\", G17, G28))","v":""},{"$f":"IF(AND(H17=0,H28=0), \"\", IF($E$14=\"SOLVE FOR HARVEST RATE\", H17, H28))","v":""},{"$f":"IF(AND(I17=0,I28=0), \"\", IF($E$14=\"SOLVE FOR HARVEST RATE\", I17, I28))","v":""},{"$f":"IF(AND(J17=0,J28=0), \"\", IF($E$14=\"SOLVE FOR HARVEST RATE\", J17, J28))","v":""},null,null,"Zone 2",2,null,null,null,null,0.4,"R","=",null,"+",8.3000000000000001E-4,"-",8.8000000000000005E-3,"+",3.4000000000000002E-2,"-",5.9499999999999997E-2,"+",9.2200000000000004E-2,21,40,null,null,null,null,null,{"$f":"(($AN33*(BF$12^5))+($AP33*(BF$12^4))-($AR33*(BF$12^3))+($AT33*(BF$12^2))-($AV33*(BF$12^1))+($AX33))","v":7.931574218750001E-2},7.7179123000000002E-2,7.5175155187500009E-2,7.3298048000000005E-2,7.1542135187500008E-2,6.9901875000000002E-2,6.83718501875E-2,6.6946768000000018E-2,6.5621460187500008E-2,6.439088300000001E-2,6.325011718750001E-2,6.2194368000000007E-2,6.1218965187500009E-2,6.0319363000000008E-2,5.9491140187500013E-2,5.8730000000000004E-2,5.8031770187500005E-2,5.7392403000000002E-2,5.6807975187500019E-2,5.6274688000000017E-2,5.5788867187500008E-2,5.5346963000000006E-2,5.4945550187500004E-2,5.4581328000000012E-2,5.4251120187500015E-2,5.3951875000000024E-2,5.3680665187500018E-2,5.3434688000000008E-2,5.3211265187500009E-2,5.3007843000000013E-2,5.2821992187500014E-2,5.2651408000000011E-2,5.249391018750002E-2,5.2347443000000021E-2,5.2210075187500024E-2,5.2080000000000015E-2,5.1955535187500027E-2,5.1835123000000011E-2,5.1717330187500021E-2,5.1600848000000005E-2,5.1484492187500008E-2,5.1367203000000042E-2,5.1248045187500008E-2,5.1126208000000034E-2,5.1001005187500018E-2,5.0871875000000025E-2,5.0738380187500043E-2,5.0600208000000008E-2,5.0457170187500039E-2,5.0309202999999997E-2,5.0156367187499967E-2,4.9998848000000012E-2,4.9836955187500059E-2,4.9671123000000039E-2,4.9501910187500026E-2,4.933000000000004E-2,4.9156200187500027E-2,4.8981443000000069E-2,4.880678518750009E-2,4.8633408000000045E-2,4.8462617187500029E-2,4.8295842999999977E-2,4.8134640187499994E-2,4.7980687999999994E-2,4.7835790187499977E-2,4.770187500000006E-2,4.7580995187500114E-2,4.7475328000000039E-2,4.7387175187499991E-2,4.7318963000000047E-2,4.7273242187499981E-2,4.7252688000000098E-2,4.726010018750007E-2,4.7298403000000044E-2,4.7370645187500032E-2,4.7480000000000022E-2,4.7E-2,4.7E-2,4.7E-2,4.7E-2,4.7E-2,4.7E-2,4.7E-2,4.7E-2,4.7E-2,4.7E-2,4.7E-2,4.7E-2,4.7E-2,4.7E-2,4.7E-2,4.7E-2,4.7E-2,4.7E-2,4.7E-2,4.7E-2,4.7E-2,4.7E-2,4.7E-2,4.7E-2,4.7E-2,4.7E-2,4.7E-2,4.7E-2,4.7E-2,4.7E-2,4.7E-2,4.7E-2,4.7E-2,4.7E-2,4.7E-2,4.7E-2,4.7E-2,4.7E-2,4.7E-2,4.7E-2]
[null,"Required Harvest Rate:",null,null,null,null,{"$f":"IF(ISERROR($G33*(7)*(1/$G10)/(43560)*(12))=TRUE,0,($G33*(7)*(1/$G10)/(43560)*(12)))","v":0},{"$f":"IF(ISERROR($H33*(7)*(1/$H10)/(43560)*(12))=TRUE,0,($H33*(7)*(1/$H10)/(43560)*(12)))","v":0},{"$f":"IF(ISERROR($I33*(7)*(1/$I10)/(43560)*(12))=TRUE,0,($I33*(7)*(1/$I10)/(43560)*(12)))","v":0},{"$f":"IF(ISERROR($J33*(7)*(1/$J10)/(43560)*(12))=TRUE,0,($J33*(7)*(1/$J10)/(43560)*(12)))","v":0},"IN/WEEK",null,null,null,null,null,null,null,null,null,null,null,null,null,null,null,null,null,null,null,"Zone 3",3,null,null,null,null,0.5,"R","=",null,"+",4.082E-4,"-",6.1000000000000004E-3,"+",3.1980000000000001E-2,"-",7.0599999999999996E-2,"+",0.1138,22,50,null,null,null,null,null,9.8055032031250003E-2,9.5336806420000003E-2,9.2752138051250002E-2,9.0296849920000005E-2,8.7966826251249991E-2,8.5758012500000008E-2,8.3666415351249995E-2,8.1688102720000003E-2,7.9819203751249998E-2,7.8055908820000006E-2,7.6394469531250009E-2,7.4831198719999992E-2,7.3362470451250009E-2,7.1984720020000004E-2,7.0694443951250005E-2,6.94882E-2,6.8362607151250004E-2,6.7314345619999993E-2,6.6340156851250012E-2,6.543684352000001E-2,6.4601269531250005E-2,6.3830360020000004E-2,6.312110135125E-2,6.2470541120000014E-2,6.1875788151250014E-2,6.1334012500000007E-2,6.0842445451250005E-2,6.0398379520000003E-2,5.9999168451250015E-2,5.964222722000001E-2,5.9325032031250002E-2,5.9045120320000019E-2,5.8800090751249992E-2,5.858760322000002E-2,5.8405378851250009E-2,5.8251200000000017E-2,5.8122910251250021E-2,5.8018414419999997E-2,5.7935678551250022E-2,5.7872729920000004E-2,5.7827657031250007E-2,5.779860962000001E-2,5.778379865125001E-2,5.7781496320000014E-2,5.7790036051250007E-2,5.78078125E-2,5.7833281551250032E-2,5.7864960320000006E-2,5.7901427151250059E-2,5.794132162E-2,5.7983344531249995E-2,5.8026257920000032E-2,5.8068885051249977E-2,5.8110110420000013E-2,5.8148879751249979E-2,5.8184200000000005E-2,5.8215139351250014E-2,5.8240827220000027E-2,5.8260454251250024E-2,5.8273272320000027E-2,5.8278594531250019E-2,5.8275795219999996E-2,5.8264309951249968E-2,5.8243635520000017E-2,5.821332995124999E-2,5.8173012499999996E-2,5.812236365125005E-2,5.8061125120000043E-2,5.7989099851250045E-2,5.7906152019999976E-2,5.7812207031249993E-2,5.7707251520000044E-2,5.7591333351250037E-2,5.7464561620000007E-2,5.7327106651250001E-2,5.7179200000000027E-2,5.7021134451250052E-2,5.6853264020000002E-2,5.6676003951249984E-2,5.6489830719999953E-2,5.6295282031249991E-2,5.6092956820000026E-2,5.5883515251250057E-2,5.5667678719999988E-2,5.5446229851250015E-2,5.5220012500000012E-2,5.4989931751249929E-2,5.4756953920000004E-2,5.452210655124988E-2,5.4286478419999992E-2,5.4051219531250069E-2,5.3817541119999965E-2,5.3586715651249991E-2,5.3360076820000032E-2,5.313901955124993E-2,5.2924999999999875E-2,5.2999999999999999E-2,5.2999999999999999E-2,5.2999999999999999E-2,5.2999999999999999E-2,5.2999999999999999E-2,5.2999999999999999E-2,5.2999999999999999E-2,5.2999999999999999E-2,5.2999999999999999E-2,5.2999999999999999E-2,5.2999999999999999E-2,5.2999999999999999E-2,5.2999999999999999E-2,5.2999999999999999E-2,5.2999999999999999E-2,5.2999999999999999E-2,5.2999999999999999E-2,5.2999999999999999E-2,5.2999999999999999E-2,5.2999999999999999E-2]
[null,null,null,null,null,null,null,null,null,null,null,null,null,null,null,null,null,null,null,null,null,null,null,null,null,null,null,null,null,null,"Zone 4",4,null,null,null,null,0.6,"R","=",-4.2099999999999999E-4,"+",7.4479999999999998E-3,"-",4.9689999999999998E-2,"+",0.15523000000000001,"-",0.23043,"+",0.20960999999999999,23,60,null,null,null,null,null,0.16095665136718751,0.15316937577,0.14595427162906249,0.13928099776,0.13312021966593751,0.12744359375,0.12222375152781249,0.11743428384,0.1130497250646875,0.10904553733,0.1053980947265625,0.10208466752000001,9.9083406363437487E-2,9.6373326510000024E-2,9.3934292025312532E-2,9.1746999999999995E-2,8.9792964762187483E-2,8.8054502090000014E-2,8.6514713424062528E-2,8.5157470080000019E-2,8.396739746093751E-2,8.2929859269999989E-2,8.20309417228125E-2,8.1257437759999995E-2,8.0596831259687557E-2,8.0037281250000036E-2,7.9567606121562523E-2,7.9177267840000065E-2,7.8856356158437474E-2,7.8595572829999988E-2,7.8386215820312494E-2,7.822016352000008E-2,7.8089858957187536E-2,7.7988294010000153E-2,7.7908993619062478E-2,7.7846000000000054E-2,7.7793856855937565E-2,7.7747593589999969E-2,7.7702709517812468E-2,7.7655158080000036E-2,7.7601331054687611E-2,7.7538042770000121E-2,7.7462514316562564E-2,7.7372357760000093E-2,7.7265560353437651E-2,7.7140468750000163E-2,7.6995773215312618E-2,7.6830491839999931E-2,7.6643954752187687E-2,7.6435788330000004E-2,7.6205899414062556E-2,7.5954459519999934E-2,7.5681889050937784E-2,7.5388841510000165E-2,7.5076187712812686E-2,7.4745000000000089E-2,7.4396536449687495E-2,7.4032225089999987E-2,7.3653648111562636E-2,7.3262526080000306E-2,7.2860702148437678E-2,7.2450126269999832E-2,7.2032839410312272E-2,7.1610957759999955E-2,7.1186656947187427E-2,7.076215625000018E-2,7.0339702809062793E-2,6.992155584000051E-2,6.950997084593738E-2,6.9107183830000168E-2,6.8715395507812832E-2,6.8336755520000542E-2,6.7973346644687821E-2,6.7627169010000016E-2,6.7300124306562542E-2,6.6994000000000248E-2,6.6710453543437992E-2,6.645099659000045E-2,6.6216979205312693E-2,6.6009574079999994E-2,6.5829760742187632E-2,6.5678309769999804E-2,6.5555767004062432E-2,6.5462437759999631E-2,6.5398371040937958E-2,6.5363343750000219E-2,6.5356844902812489E-2,6.5378059840000585E-2,6.5425854439687431E-2,6.5498759330000406E-2,6.5594954101562269E-2,6.5712251520000736E-2,6.5848081738437841E-2,6.5999476510000626E-2,6.6163053400312505E-2,6.633500000000106E-2,6.6000000000000003E-2,6.6000000000000003E-2,6.6000000000000003E-2,6.6000000000000003E-2,6.6000000000000003E-2,6.6000000000000003E-2,6.6000000000000003E-2,6.6000000000000003E-2,6.6000000000000003E-2,6.6000000000000003E-2,6.6000000000000003E-2,6.6000000000000003E-2,6.6000000000000003E-2,6.6000000000000003E-2,6.6000000000000003E-2,6.6000000000000003E-2,6.6000000000000003E-2,6.6000000000000003E-2,6.6000000000000003E-2,6.6000000000000003E-2]
[null,"Supplemental Water:",null,null,null,null,null,null,null,null,null,null,null,null,null,null,null,null,null,null,null,"SOLVE FOR HARVEST EFFICIENCY",null,null,"Harvest Rate (0.1 to 4.0 IN/WEEK over Irrigation Area):",null,null,null,null,null,"Zone 5",5,null,null,null,null,0.7,"R","=",-7.1000000000000002E-4,"+",1.3100000000000001E-2,"-",9.0899999999999995E-2,"+",0.2974,"-",0.46949999999999997,"+",0.39200000000000002,24,70,null,null,null,null,null,0.29184266601562503,0.27556608470000005,0.26040201532187501,0.24629448960000003,0.23318931787812502,0.22103406250000002,0.20977801118437506,0.19937215040000006,0.18976913874062504,0.18092328030000004,0.17279049804687507,0.16532830720000005,0.15849578860312502,0.15225356210000004,0.14656375990937504,0.14139000000000002,0.136697359465625,0.1324523479000001,0.12862288077187511,0.12517825280000006,0.12208911132812506,0.11932742970000004,0.1168664806343751,0.11468080960000004,0.11274620819062514,0.11103968750000015,0.10953945149687511,0.10822487040000017,0.10707645405312505,0.10607582530000004,0.10520569335937502,0.10444982720000018,0.10379302891562514,0.1032211071000001,0.10272085022187516,0.10228000000000015,0.10188722477812528,0.10153209289999998,0.10120504608437508,0.10089737280000022,0.10060118164062537,0.10030937470000023,0.10001562094687533,9.9714329600000151E-2,9.9400623503125396E-2,9.9070312500000202E-2,9.8719866809375501E-2,9.8346390400000039E-2,9.7947594365625279E-2,9.752177030000031E-2,9.7067763671874974E-2,9.6584947200000104E-2,9.6073194228125325E-2,9.5532852100000398E-2,9.4964715534375244E-2,9.4370000000000398E-2,9.3750315090625702E-2,9.3107637900000539E-2,9.244428639687563E-2,9.1762892800000606E-2,9.1066376953125361E-2,9.0357919700000067E-2,8.9640936259375636E-2,8.8919049599999966E-2,8.8196063815625947E-2,8.7475937500000156E-2,8.6762757121876422E-2,8.6060710400000517E-2,8.5374059678124614E-2,8.4707115300000413E-2,8.4064208984376054E-2,8.3449667200000799E-2,8.2867784540625267E-2,8.2322797100000789E-2,8.1818855846875205E-2,8.1360000000000432E-2,8.0950130403126486E-2,8.0592982900001053E-2,8.0292101709376396E-2,8.0050812800000037E-2,7.9872197265625888E-2,7.9759064700000715E-2,7.971392657187526E-2,7.9738969600000265E-2,7.9836029128127373E-2,8.0006562500001377E-2,0.08,0.08,0.08,0.08,0.08,0.08,0.08,0.08,0.08,0.08,0.08,0.08,0.08,0.08,0.08,0.08,0.08,0.08,0.08,0.08,0.08,0.08,0.08,0.08,0.08,0.08,0.08,0.08,0.08,0.08]
[null,null,null,null,null,null,null,null,null,null,null,null,null,null,null,null,null,null,null,null,null,"SOLVE FOR HARVEST RATE",null,null,"Harvest Efficiency (20 to 90%):",null,null,null,null,null,null,null,null,null,null,null,0.8,"R","=",null,"+",1.8500000000000001E-3,"-",3.0200000000000001E-2,"+",0.18060000000000001,"-",0.47949999999999998,"+",0.60629999999999995,25,80,null,null,null,null,null,0.49724785156249995,0.47790358499999996,0.45933143656249997,0.44151056,0.42442038656249997,0.40804062499999993,0.3923512615625,0.37733255999999998,0.36296506156249997,0.34922958500000001,0.33610722656249997,0.32357935999999998,0.31162763656249998,0.30023398499999998,0.2893806115625,{"$f":"(($AN37*(BU$12^5))+($AP37*(BU$12^4))-($AR37*(BU$12^3))+($AT37*(BU$12^2))-($AV37*(BU$12^1))+($AX37))","v":0.27904999999999996},0.26922491156249995,0.259888385,0.25102373656249999,0.24261456000000003,0.23464472656250002,0.22709838500000001,0.21995996156249992,0.21321416000000004,0.20684596156250001,0.20084062500000005,0.19518368656250001,0.18986096000000008,0.18485853656249995,0.18016278500000005,0.17576035156250003,{"$f":"(($AN37*(CK$12^5))+($AP37*(CK$12^4))-($AR37*(CK$12^3))+($AT37*(CK$12^2))-($AV37*(CK$12^1))+($AX37))","v":0.1716381600000001},0.16778341156249998,0.16418358500000008,0.16082643656250001,0.15769999999999995,0.15479258656250006,0.15209278500000001,0.14958946156250008,0.14727176000000008,0.14512910156249992,0.14315118500000013,0.14132798656250001,0.13964976000000018,0.13810703656250012,0.13669062500000007,0.13539161156250012,{"$f":"(($AN37*(DA$12^5))+($AP37*(DA$12^4))-($AR37*(DA$12^3))+($AT37*(DA$12^2))-($AV37*(DA$12^1))+($AX37))","v":0.13420136000000005},0.13311151156250001,0.13211398499999993,0.13120097656250007,0.13036496000000009,0.12959868656250007,0.12889518500000019,0.12824776156249995,0.12765000000000026,0.12709576156250013,0.12657918500000009,0.12609468656250022,0.12563696000000035,0.12520097656250029,0.12478198500000015,0.12437551156249993,0.12397736000000015,0.12358361156250031,0.123190625,0.12279503656250046,0.12239376000000035,0.12198398656249998,0.12156318500000018,0.12112910156250034,0.12067976000000036,0.12021346156250023,0.11972878500000028,0.11922458656250001,0.11870000000000014,0.11815443656250058,0.11758758500000022,0.11699941156250027,0.11639016000000002,0.1157603515625002,0.11511078500000005,0.11444253656250003,0.11375696000000024,0.11305568656250065,0.11234062499999975,0.11161396156249992,0.11087816000000028,0.11013596156249938,0.10939038500000009,0.10864472656249979,0.10790256000000065,0.10716773656250023,0.10644438500000086,0.10573691156249942,0.1050500000000002,0.104,0.104,0.104,0.104,0.104,0.104,0.104,0.104,0.104,0.104,0.104,0.104,0.104,0.104,0.104,0.104,0.104,0.104,0.104,0.104]
[null,"Average yearly demand for harvested water:",null,null,null,null,{"$f":"(IF($E$14=\"SOLVE FOR HARVEST EFFICIENCY\", $G$17,$G$34))*(52*G10*0.325829)/(12)","v":0},{"$f":"(IF($E$14=\"SOLVE FOR HARVEST EFFICIENCY\", $H$17,$H$34))*(52*H10*0.325829)/(12)","v":0},{"$f":"(IF($E$14=\"SOLVE FOR HARVEST EFFICIENCY\", $I$17,$I$34))*(52*I10*0.325829)/(12)","v":0},{"$f":"(IF($E$14=\"SOLVE FOR HARVEST EFFICIENCY\", $J$17,$J$34))*(52*J10*0.325829)/(12)","v":0},"MGY",null,null,null,null,null,null,null,null,null,null,{"$f":"IF(AND($AF$41<0.25,$AF$41>0)=TRUE,\"WARNING: THE SPECIFIED HARVEST VOLUME IS LESS THAN 0.25 INCHES OVER THE EQUIVALENT IMPERVIOUS AREA. THE HARVEST VOLUME MUST BE GREATER THAN 0.25 INCHES OVER THE EQUIVALENT IMPERVIOUS AREA\",0)","v":0},null,null,null,null,null,null,null,null,{"$f":"E7","v":""},null,null,null,null,null,0.9,"R","=",null,"+",null,"-",2.5999999999999999E-3,"+",5.7599999999999998E-2,"-",0.40910000000000002,"+",1.0840000000000001,26,90,null,null,null,null,null,{"$f":"(($AN38*(BF$12^5))+($AP38*(BF$12^4))-($AR38*(BF$12^3))+($AT38*(BF$12^2))-($AV38*(BF$12^1))+($AX38))","v":0.9852843750000001},0.96638380000000002,0.94775952500000005,0.92940960000000006,0.91133207500000002,0.89352500000000012,0.87598642500000001,0.8587144000000001,0.84170697500000013,0.82496220000000009,0.80847812500000005,0.79225280000000009,0.77628427500000008,0.7605706000000001,0.74510982500000011,0.72989999999999999,0.71493917500000004,0.7002254,0.68575672500000007,0.67153119999999999,0.65754687499999998,0.64380180000000009,0.63029402500000009,0.61702160000000006,0.60398257500000008,0.59117500000000001,0.57859692500000004,0.56624640000000004,0.55412147500000009,0.54222020000000004,0.53054062499999999,0.51908080000000001,0.50783877500000008,0.49681260000000005,0.48600032500000001,0.47540000000000004,0.46500967500000012,0.4548274000000001,0.44485122500000007,0.43507919999999989,0.42550937500000008,0.41613980000000006,0.40696852500000014,0.39799359999999995,0.38921307500000002,0.38062499999999999,0.37222742500000017,0.36401840000000008,0.35599597500000013,0.34815820000000008,0.34050312500000013,0.3330287999999999,0.32573327499999993,0.31861460000000008,0.31167082499999998,0.30489999999999995,0.29830017500000006,0.29186940000000006,0.28560572500000014,0.27950720000000007,0.2735718749999998,0.26779779999999997,0.2621830249999999,0.25672559999999989,0.25142357500000001,0.24627500000000002,0.241277925,0.23643040000000004,0.2317304750000001,0.22717620000000005,0.22276562500000008,0.21849679999999994,0.21436777499999993,0.21037659999999991,0.20652132499999998,0.20279999999999998,0.19921067500000011,0.19575140000000013,0.19242022500000011,0.18921520000000003,0.18613437499999985,0.1831758,0.180337525,0.17761759999999982,0.17501407499999999,0.17252499999999982,0.17014842499999983,0.16788239999999999,0.16572497499999994,0.16367420000000021,0.161728125,0.15988479999999994,0.15814227500000011,0.15649859999999993,0.15495182499999993,0.15349999999999997,{"$f":"(($AN38*(EX$12^5))+($AP38*(EX$12^4))-($AR38*(EX$12^3))+($AT38*(EX$12^2))-($AV38*(EX$12^1))+($AX38))","v":0.15214117499999968},0.15087340000000027,0.14969472499999981,0.14860320000000016,0.14759687499999985,0.14667380000000008,0.14583202499999981,0.14506960000000024,0.14438457499999968,0.14377500000000021,0.14323892499999991,0.14277439999999975,0.14237947500000003,0.14205219999999974,0.14179062500000006,0.14159280000000019,0.1414567750000002,0.14138059999999975,0.14136232500000023,0.14139999999999997]
[null,"Average supply of harvested water:",null,null,null,null,{"$f":"(IF($E$14=\"SOLVE FOR HARVEST EFFICIENCY\", $G$28,$G$17))*($G$21*'General Site Information'!$H$13*0.325829)/(1200)","v":0},{"$f":"(IF($E$14=\"SOLVE FOR HARVEST EFFICIENCY\", $H$28,$H$17))*($H$21*'General Site Information'!$H$13*0.325829)/(1200)","v":0},{"$f":"(IF($E$14=\"SOLVE FOR HARVEST EFFICIENCY\", $I$28,$I$17))*($I$21*'General Site Information'!$H$13*0.325829)/(1200)","v":0},{"$f":"(IF($E$14=\"SOLVE FOR HARVEST EFFICIENCY\", $J$28,$J$17))*($J$21*'General Site Information'!$H$13*0.325829)/(1200)","v":0},"MGY",null,null,null,null,null,null,null,null,null,null,{"$f":"IF($AF$41>6,\"WARNING: THE SPECIFIED HARVEST VOLUME EXCEEDS 6.00 INCHES OVER  THE EQUIVALENT IMPERVIOUS AREA. THE HARVEST VOLUME MUST NOT EXCEED 6.00 INCHES OVER THE EQUIVALENT IMPERVIOUS AREA\",0)","v":0},null,null,null,null,null,null,null,null,null,null,null,null,null,null,"Zone 4",null,null,null,null,null,null,null,null,null,null,null,null,null,27,"X =",0,0.05,0.1,0.15,0.2,0.25,0.3,0.35,0.4,0.45,0.5,0.55000000000000004,0.6,0.65,0.7,0.75,0.8,0.85,0.9,0.95,1,1.05,1.1000000000000001,1.1499999999999999,1.2,1.25,1.3,1.35,1.4,1.45,1.5,1.55,1.6,1.65,1.7,1.75,1.8,1.85,1.9,1.95,2,2.0499999999999998,2.1,2.15,2.2000000000000002,2.25,2.2999999999999998,2.35,2.4,2.4500000000000002,2.5,2.5499999999999998,2.6,2.65,2.7,2.75,2.8,2.85,2.9,2.95,3,3.05,3.1,3.15,3.2,3.25,3.3,3.35,3.4,3.45,3.5,3.55,3.6,3.65,3.7,3.75,3.8,3.85,3.9,3.95,4,4.05,4.0999999999999996,4.1500000000000004,4.2,4.25,4.3,4.3499999999999996,4.4000000000000004,4.45,4.5,4.55,4.5999999999999996,4.6500000000000004,4.7,4.75,4.8,4.8499999999999996,4.9000000000000004,4.95,5,5.05,5.0999999999999996,5.15,5.2,5.25,5.3,5.35,5.4,5.45,5.5,5.55,5.6,5.65,5.7,5.75,5.8,5.85,5.9,5.95,6]
[null,"The average supplemental water needed per year:",null,null,null,null,{"$f":"IF($G$38<$G$39,0,-($G$39-$G$38))","v":0},{"$f":"IF($H$38<$H$39,0,-($H$39-$H$38))","v":0},{"$f":"IF($I$38<$I$39,0,-($I$39-$I$38))","v":0},{"$f":"IF($J$38<$J$39,0,-($J$39-$J$38))","v":0},"MGY",null,null,null,null,null,null,null,null,null,null,{"$f":"IF(OR(AND(ISERROR($AF$40)=TRUE,$AF$42<$AA$13)=TRUE,AND($AF$40=0,$AF$42<$AA$13)=TRUE),\"THE INPUT SITE INFORMATION, HARVESTING RATES, CAPTURE EFFICIENCY, OR HARVESTING VOLUME MUST BE CHANGED TO INCREASE THE EFFECTIVENES OVER 20%\",0)","v":{"$error":"#N/A"}},null,null,null,null,null,null,null,null,"HE:",{"$f":"IF($E$14=\"SOLVE FOR HARVEST EFFICIENCY\",$G$28,$G$17)","v":0},null,null,null,null,0.2,"R","=",null,"+",null,"-",2.5000000000000001E-3,"+",1.5699999999999999E-2,"-",3.1399999999999997E-2,"+",3.9100000000000003E-2,28,20,null,null,null,null,null,{"$f":"(($AN40*(BF$12^5))+($AP40*(BF$12^4))-($AR40*(BF$12^3))+($AT40*(BF$12^2))-($AV40*(BF$12^1))+($AX40))","v":3.2192187500000004E-2},3.1025500000000004E-2,2.9926062500000003E-2,2.8892000000000001E-2,2.7921437500000004E-2,2.7012500000000002E-2,2.6163312500000001E-2,2.5372000000000002E-2,2.4636687500000004E-2,2.3955500000000005E-2,2.3326562500000002E-2,2.2748000000000004E-2,2.22179375E-2,2.1734500000000004E-2,2.1295812500000004E-2,2.0900000000000002E-2,2.0545187499999999E-2,2.0229500000000001E-2,1.9951062500000002E-2,1.9708E-2,1.9498437500000007E-2,1.9320500000000008E-2,1.9172312500000004E-2,1.9052000000000006E-2,1.8957687500000008E-2,1.8887500000000002E-2,1.7999999999999999E-2,1.7999999999999999E-2,1.7999999999999999E-2,1.7999999999999999E-2,1.7999999999999999E-2,1.7999999999999999E-2,1.7999999999999999E-2,1.7999999999999999E-2,1.7999999999999999E-2,1.7999999999999999E-2,1.7999999999999999E-2,1.7999999999999999E-2,1.7999999999999999E-2,1.7999999999999999E-2,1.7999999999999999E-2,1.7999999999999999E-2,1.7999999999999999E-2,1.7999999999999999E-2,1.7999999999999999E-2,1.7999999999999999E-2,1.7999999999999999E-2,1.7999999999999999E-2,1.7999999999999999E-2,1.7999999999999999E-2,1.7999999999999999E-2,1.7999999999999999E-2,1.7999999999999999E-2,1.7999999999999999E-2,1.7999999999999999E-2,1.7999999999999999E-2,1.7999999999999999E-2,1.7999999999999999E-2,1.7999999999999999E-2,1.7999999999999999E-2,1.7999999999999999E-2,1.7999999999999999E-2,1.7999999999999999E-2,1.7999999999999999E-2,1.7999999999999999E-2,1.7999999999999999E-2,1.7999999999999999E-2,1.7999999999999999E-2,1.7999999999999999E-2,1.7999999999999999E-2,1.7999999999999999E-2,1.7999999999999999E-2,1.7999999999999999E-2,1.7999999999999999E-2,1.7999999999999999E-2,1.7999999999999999E-2,1.7999999999999999E-2,1.7999999999999999E-2,1.7999999999999999E-2,1.7999999999999999E-2,1.7999999999999999E-2,1.7999999999999999E-2,1.7999999999999999E-2,1.7999999999999999E-2,1.7999999999999999E-2,1.7999999999999999E-2,1.7999999999999999E-2,1.7999999999999999E-2,1.7999999999999999E-2,1.7999999999999999E-2,1.7999999999999999E-2,1.7999999999999999E-2,1.7999999999999999E-2,1.7999999999999999E-2,1.7999999999999999E-2,1.7999999999999999E-2,1.7999999999999999E-2,1.7999999999999999E-2,1.7999999999999999E-2,1.7999999999999999E-2,1.7999999999999999E-2,1.7999999999999999E-2,1.7999999999999999E-2,1.7999999999999999E-2,1.7999999999999999E-2,1.7999999999999999E-2,1.7999999999999999E-2,1.7999999999999999E-2,1.7999999999999999E-2,1.7999999999999999E-2,1.7999999999999999E-2,1.7999999999999999E-2,1.7999999999999999E-2,1.7999999999999999E-2,1.7999999999999999E-2,1.7999999999999999E-2]
[null,null,null,null,null,null,null,null,null,null,null,null,null,null,null,null,null,null,null,null,null,{"$f":"IF(AND(ISERROR($AH$12)=TRUE,$AF$42>$AA$20)=TRUE,\"THE EFFECTIVENESS CAN BE ASSUMED CONSERVATIVELY TO BE 90%, BUT CHANGES TO THE INPUT SITE INFORMATION, HARVESTING RATES, CAPTURE EFFICIENCY, OR HARVESTING VOLUME MAY BE MADE TO REDUCE THE EFFECTIVENESS  TO THE MODEL LIMITING RATE OF 90%\",0)","v":{"$error":"#N/A"}},null,null,null,null,null,null,null,null,"HV",{"$f":"$G$22","v":0},null,null,null,null,0.3,"R","=",null,"+",null,"-",1.6999999999999999E-3,"+",1.2800000000000001E-2,"-",3.0599999999999999E-2,"+",0.06,29,30,null,null,null,null,null,5.3123437499999995E-2,5.1926100000000003E-2,5.07851125E-2,4.9699199999999999E-2,4.8667087499999998E-2,4.7687500000000001E-2,4.67591625E-2,4.5880799999999999E-2,4.5051137499999998E-2,4.42689E-2,4.3532812500000004E-2,4.2841599999999994E-2,4.2193987500000002E-2,4.1588699999999999E-2,4.1024462499999997E-2,4.0500000000000001E-2,4.0014037500000002E-2,3.9565299999999998E-2,3.91525125E-2,3.8774400000000001E-2,3.8429687500000004E-2,3.8117100000000001E-2,3.7835362500000004E-2,3.7583200000000004E-2,3.7359337499999999E-2,3.7162500000000001E-2,{"$f":"(($AN41*(CF$12^5))+($AP41*(CF$12^4))-($AR41*(CF$12^3))+($AT41*(CF$12^2))-($AV41*(CF$12^1))+($AX41))","v":3.6991412500000001E-2},3.6844799999999997E-2,3.6721387500000001E-2,3.6619899999999997E-2,3.6539062499999997E-2,3.6477600000000006E-2,3.6434237500000001E-2,3.6407700000000001E-2,3.6396712500000004E-2,3.6400000000000002E-2,3.5999999999999997E-2,3.5999999999999997E-2,3.5999999999999997E-2,3.5999999999999997E-2,3.5999999999999997E-2,3.5999999999999997E-2,3.5999999999999997E-2,3.5999999999999997E-2,3.5999999999999997E-2,3.5999999999999997E-2,3.5999999999999997E-2,3.5999999999999997E-2,3.5999999999999997E-2,3.5999999999999997E-2,3.5999999999999997E-2,3.5999999999999997E-2,3.5999999999999997E-2,3.5999999999999997E-2,3.5999999999999997E-2,3.5999999999999997E-2,3.5999999999999997E-2,3.5999999999999997E-2,3.5999999999999997E-2,3.5999999999999997E-2,3.5999999999999997E-2,3.5999999999999997E-2,3.5999999999999997E-2,3.5999999999999997E-2,3.5999999999999997E-2,3.5999999999999997E-2,3.5999999999999997E-2,3.5999999999999997E-2,3.5999999999999997E-2,3.5999999999999997E-2,3.5999999999999997E-2,3.5999999999999997E-2,3.5999999999999997E-2,3.5999999999999997E-2,3.5999999999999997E-2,3.5999999999999997E-2,3.5999999999999997E-2,3.5999999999999997E-2,3.5999999999999997E-2,3.5999999999999997E-2,3.5999999999999997E-2,3.5999999999999997E-2,3.5999999999999997E-2,3.5999999999999997E-2,3.5999999999999997E-2,3.5999999999999997E-2,3.5999999999999997E-2,3.5999999999999997E-2,3.5999999999999997E-2,3.5999999999999997E-2,3.5999999999999997E-2,3.5999999999999997E-2,3.5999999999999997E-2,3.5999999999999997E-2,3.5999999999999997E-2,3.5999999999999997E-2,3.5999999999999997E-2,3.5999999999999997E-2,3.5999999999999997E-2,3.5999999999999997E-2,3.5999999999999997E-2,3.5999999999999997E-2,3.5999999999999997E-2,3.5999999999999997E-2,3.5999999999999997E-2,3.5999999999999997E-2,3.5999999999999997E-2,3.5999999999999997E-2,3.5999999999999997E-2,3.5999999999999997E-2,3.5999999999999997E-2,3.5999999999999997E-2,3.5999999999999997E-2,3.5999999999999997E-2,3.5999999999999997E-2,3.5999999999999997E-2]
[null,null,null,null,null,null,null,null,null,null,null,null,null,null,null,null,null,null,null,null,null,{"$f":"IF($AF$40>90,\"WARNING: THE REQUIRED TREATMENT EFFICIENCY EXCEEDS THE HIGHEST TREATMENT EFFICIENCY ASSOCIATED WITH REV CHARTS.\",0)","v":0},null,null,null,null,null,null,null,null,"HR:",{"$f":"IF($E$14=\"SOLVE FOR HARVEST EFFICIENCY\",$G$27,$G$32)","v":0},null,null,null,null,0.4,"R","=",null,"+",null,"-",1.8E-3,"+",1.5299999999999999E-2,"-",4.3099999999999999E-2,"+",8.9599999999999999E-2,30,40,null,null,null,null,null,7.9753124999999994E-2,7.7998399999999996E-2,7.6312075000000007E-2,7.4692800000000004E-2,7.3139225000000002E-2,7.1649999999999991E-2,7.0223775000000002E-2,6.8859200000000009E-2,6.7554925000000002E-2,6.6309599999999996E-2,6.5121874999999996E-2,6.3990400000000003E-2,6.2913824999999993E-2,6.1890800000000003E-2,6.0919975000000001E-2,0.06,5.9129524999999995E-2,5.8307200000000003E-2,5.7531674999999997E-2,5.6801600000000008E-2,5.6115625000000002E-2,5.5472399999999998E-2,5.4870575000000005E-2,5.4308799999999997E-2,5.3785725000000006E-2,5.33E-2,5.2850275000000002E-2,5.2435200000000001E-2,5.2053425E-2,5.1703599999999988E-2,5.1384375000000003E-2,5.1094399999999998E-2,5.0832324999999998E-2,5.0596800000000011E-2,5.0386475E-2,5.0199999999999995E-2,5.0036024999999998E-2,4.9893199999999999E-2,4.9770174999999993E-2,4.9665599999999997E-2,4.9578124999999987E-2,4.9506399999999992E-2,4.9449075000000002E-2,4.9404800000000013E-2,4.9372224999999992E-2,4.9350000000000005E-2,4.9000000000000002E-2,4.9000000000000002E-2,4.9000000000000002E-2,4.9000000000000002E-2,4.9000000000000002E-2,4.9000000000000002E-2,4.9000000000000002E-2,4.9000000000000002E-2,4.9000000000000002E-2,4.9000000000000002E-2,4.9000000000000002E-2,4.9000000000000002E-2,4.9000000000000002E-2,4.9000000000000002E-2,4.9000000000000002E-2,4.9000000000000002E-2,4.9000000000000002E-2,4.9000000000000002E-2,4.9000000000000002E-2,4.9000000000000002E-2,4.9000000000000002E-2,4.9000000000000002E-2,4.9000000000000002E-2,4.9000000000000002E-2,4.9000000000000002E-2,4.9000000000000002E-2,4.9000000000000002E-2,4.9000000000000002E-2,4.9000000000000002E-2,4.9000000000000002E-2,4.9000000000000002E-2,4.9000000000000002E-2,4.9000000000000002E-2,4.9000000000000002E-2,4.9000000000000002E-2,4.9000000000000002E-2,4.9000000000000002E-2,4.9000000000000002E-2,4.9000000000000002E-2,4.9000000000000002E-2,4.9000000000000002E-2,4.9000000000000002E-2,4.9000000000000002E-2,4.9000000000000002E-2,4.9000000000000002E-2,4.9000000000000002E-2,4.9000000000000002E-2,4.9000000000000002E-2,4.9000000000000002E-2,4.9000000000000002E-2,4.9000000000000002E-2,4.9000000000000002E-2,4.9000000000000002E-2,4.9000000000000002E-2,4.9000000000000002E-2,4.9000000000000002E-2,4.9000000000000002E-2,4.9000000000000002E-2,4.9000000000000002E-2,4.9000000000000002E-2,4.9000000000000002E-2,4.9000000000000002E-2,4.9000000000000002E-2,4.9000000000000002E-2,4.9000000000000002E-2,4.9000000000000002E-2,4.9000000000000002E-2,4.9000000000000002E-2,4.9000000000000002E-2,4.9000000000000002E-2]
[null,null,null,null,null,null,null,null,null,null,null,null,null,null,null,null,null,null,null,null,null,null,null,null,null,null,null,null,null,null,null,null,null,null,null,null,0.5,"R","=",null,"+",4.0000000000000002E-4,"-",6.7000000000000002E-3,"+",3.61E-2,"-",8.2299999999999998E-2,"+",0.1457,31,50,null,null,null,null,null,0.12727812499999999,0.12408134,0.12103599,0.11813744,0.11538111500000001,0.11276249999999999,0.11027714,0.10792064,0.105688665,0.10357694000000001,0.10158125,9.9697439999999998E-2,9.7921414999999984E-2,9.6249139999999997E-2,9.4676640000000006E-2,9.3200000000000005E-2,9.1815364999999982E-2,9.0518939999999992E-2,8.9306990000000003E-2,8.8175839999999991E-2,8.7121875000000001E-2,8.6141539999999989E-2,8.5231339999999989E-2,8.4387839999999992E-2,8.3607664999999998E-2,8.2887500000000003E-2,8.2224089999999986E-2,8.1614240000000005E-2,8.1054814999999988E-2,8.0542739999999974E-2,8.0075000000000007E-2,7.9648640000000007E-2,7.9260765000000011E-2,7.8908540000000013E-2,7.8589189999999989E-2,7.8300000000000008E-2,7.8038315000000011E-2,7.7801539999999975E-2,7.7587140000000013E-2,7.7392639999999999E-2,7.7215624999999996E-2,7.7053739999999996E-2,7.6904690000000012E-2,7.6766239999999958E-2,7.6636215000000008E-2,7.6512499999999983E-2,7.6393040000000023E-2,7.6275839999999984E-2,7.6158965000000023E-2,7.604053999999999E-2,7.5918750000000007E-2,7.5791839999999999E-2,7.5658114999999998E-2,7.5515940000000004E-2,7.5363740000000012E-2,7.5199999999999989E-2,7.5023265000000006E-2,7.4832139999999964E-2,7.4625290000000011E-2,7.4401440000000013E-2,7.4159374999999972E-2,7.389793999999994E-2,7.3616040000000049E-2,7.3312639999999957E-2,7.2986765000000009E-2,7.2637499999999966E-2,7.1999999999999995E-2,7.1999999999999995E-2,7.1999999999999995E-2,7.1999999999999995E-2,7.1999999999999995E-2,7.1999999999999995E-2,7.1999999999999995E-2,7.1999999999999995E-2,7.1999999999999995E-2,7.1999999999999995E-2,7.1999999999999995E-2,7.1999999999999995E-2,7.1999999999999995E-2,7.1999999999999995E-2,7.1999999999999995E-2,7.1999999999999995E-2,7.1999999999999995E-2,7.1999999999999995E-2,7.1999999999999995E-2,7.1999999999999995E-2,7.1999999999999995E-2,7.1999999999999995E-2,7.1999999999999995E-2,7.1999999999999995E-2,7.1999999999999995E-2,7.1999999999999995E-2,7.1999999999999995E-2,7.1999999999999995E-2,7.1999999999999995E-2,7.1999999999999995E-2,7.1999999999999995E-2,7.1999999999999995E-2,7.1999999999999995E-2,7.1999999999999995E-2,7.1999999999999995E-2,7.1999999999999995E-2,7.1999999999999995E-2,7.1999999999999995E-2,7.1999999999999995E-2,7.1999999999999995E-2,7.1999999999999995E-2,7.1999999999999995E-2,7.1999999999999995E-2,7.1999999999999995E-2,7.1999999999999995E-2,7.1999999999999995E-2,7.1999999999999995E-2,7.1999999999999995E-2,7.1999999999999995E-2,7.1999999999999995E-2]
[null,null,null,null,null,"for 34 pivots MGD =",{"$f":"G38*34/365","v":0},"Average daily irrigation use = ",null,{"$f":"(G17/7/12)*G9*0.3258","v":0},"MGD",null,null,null,null,null,null,null,null,null,"Catchment 2",null,null,null,null,null,null,null,null,null,null,null,null,null,null,null,0.6,"R","=",-1.7000000000000001E-4,"+",3.5000000000000001E-3,"-",2.725E-2,"+",9.98E-2,"-",0.1787,"+",0.2341,32,60,null,null,null,null,null,0.19525022460937499,0.18876418690000002,0.18266378525312502,0.17693185919999999,0.17155172864687501,0.16650718749999999,0.16178249729062499,0.15736238080000001,0.153232015684375,0.14937702810000003,0.14578348632812499,0.14243789440000001,0.139327185721875,0.13643871670000002,0.13376026036562499,0.13128000000000001,0.128986522759375,0.12686881329999999,0.124916247403125,0.12311858560000002,0.12146596679687502,0.11994890189999999,0.11855826744062503,0.11728529920000005,0.11612158583437501,0.1150590625,0.11409000447812503,0.11320702080000003,0.11240304787187502,0.11167134309999996,0.11100547851562503,0.11039933440000002,0.10984709290937497,0.10934323170000002,0.10888251755312503,0.10846,0.10807100494687505,0.10771112830000001,0.10737622959062501,0.10706242559999998,0.10676608398437501,0.1064838169,0.10621247462812503,0.10594913920000007,0.10569111802187506,0.10543593750000005,0.10518133666562504,0.10492526079999995,0.10466585505937506,0.10440145810000009,0.10413059570312491,0.10385197440000007,0.10356447509687486,0.10326714670000006,0.10295919974062498,0.10263999999999998,0.1023090621343751,0.10196604330000017,0.10161073677812496,0.1012430656000001,0.10086307617187487,0.10047093190000003,0.10006690681562483,9.9651379199999918E-2,9.9224825209374951E-2,9.8787812500000044E-2,9.8340993853125253E-2,9.7885100800000041E-2,9.7420937246874978E-2,9.6949373099999875E-2,9.6471337890624925E-2,9.5987814400000177E-2,9.5499832284375114E-2,9.500846170000013E-2,9.4514806928124889E-2,9.4020000000000131E-2,9.3525194321875255E-2,9.3031558300000122E-2,9.25402689656252E-2,9.2052505599999918E-2,9.1569443359374697E-2,9.1092246899999868E-2,9.0622064003124808E-2,9.0160019199999858E-2,8.9707207396875238E-2,8.9264687499999967E-2,8.8999999999999996E-2,8.8999999999999996E-2,8.8999999999999996E-2,8.8999999999999996E-2,8.8999999999999996E-2,8.8999999999999996E-2,8.8999999999999996E-2,8.8999999999999996E-2,8.8999999999999996E-2,8.8999999999999996E-2,8.8999999999999996E-2,8.8999999999999996E-2,8.8999999999999996E-2,8.8999999999999996E-2,8.8999999999999996E-2,8.8999999999999996E-2,8.8999999999999996E-2,8.8999999999999996E-2,8.8999999999999996E-2,8.8999999999999996E-2,8.8999999999999996E-2,8.8999999999999996E-2,8.8999999999999996E-2,8.8999999999999996E-2,8.8999999999999996E-2,8.8999999999999996E-2,8.8999999999999996E-2,8.8999999999999996E-2,8.8999999999999996E-2,8.8999999999999996E-2]
[null,null,null,null,"These are average conditions",null,null,null,"& for 34 pivots",{"$f":"J44*34","v":0},"MGD",null,{"$f":"(IF($E$14=\"SOLVE FOR HARVEST EFFICIENCY\", $G$28,$G$17))*($G$21*'General Site Information'!H13*0.325829)/(1200)","v":0},null,null,null,null,null,null,null,null,null,null,null,null,null,null,null,null,null,null,null,null,null,null,null,0.7,"R","=",null,"+",1.1349999999999999E-3,"-",1.72E-2,"+",9.35E-2,"-",0.2238,"+",0.33800000000000002,33,70,null,null,null,null,null,0.28762943359375004,0.27881979350000002,0.27040333209375,0.26236825600000002,0.25470294209375,0.24739593750000002,0.24043595959375003,0.23381189600000002,0.22751280459375001,0.22152791350000003,0.21584662109375002,0.21045849600000002,0.20535327709375004,0.20052087350000003,0.19595136459375001,0.19163500000000003,0.18756219959375003,0.18372355350000003,0.18010982209375004,0.17671193600000004,0.17352099609375002,0.17052827349999999,0.16772520959375004,0.16510341600000003,0.16265467459375005,0.16037093750000003,0.15824432709375,0.15626713600000003,0.15443182709375,0.15273103350000006,0.15115755859375002,0.14970437600000003,0.14836462959375002,0.14713163350000003,0.14599887209375007,0.14496000000000003,0.14400884209375003,0.14313939349999999,0.14234581959374998,0.14162245600000001,0.14096380859375007,0.14036455350000004,0.13981953709375,0.13932377600000001,0.13887245709375001,0.13846093750000005,0.13808474459375003,0.13773957599999997,0.1374212995937501,0.13712595350000006,0.13684974609374995,0.13658905599999999,0.13634043209375002,0.13610059350000009,0.13586642959374989,0.13563500000000006,0.13540353459375004,0.13516943349999994,0.13493026709375006,0.13468377600000009,0.13442787109375004,0.1341606334999999,0.13388031459374999,0.13358533600000017,0.13327428959374993,0.1329459375,0.1325992120937502,0.1322332160000001,0.13184722209375005,0.13144067350000005,0.13101318359375008,0.13056453600000001,0.13009468459375012,0.12960375350000014,0.12909203709374989,0.12855999999999995,0.12800827709375023,0.12743767350000007,0.12684916459375012,0.12624389599999991,0.12562318359374997,0.1249885134999999,0.12434154209374976,0.12368409600000002,0.12301817209374993,0.12234593750000017,{"$f":"(($AN45*(EN$12^5))+($AP45*(EN$12^4))-($AR45*(EN$12^3))+($AT45*(EN$12^2))-($AV45*(EN$12^1))+($AX45))","v":0.12166972959374983},0.1209920559999999,0.12031559459374991,0.11964319349999991,0.11897787109375008,0.11832281599999978,0.11768138709375026,0.11705711349999998,0.11645369459374971,0.11587500000000012,0.11532506959374972,0.11480811350000003,0.11432851209374933,0.11389081599999978,0.11349974609375008,0.11316019350000056,0.11287721959374969,0.112656056,0.11250210459374971,0.11242093749999976,0.112,0.112,0.112,0.112,0.112,0.112,0.112,0.112,0.112,0.112]
[null,null,null,null,null,null,null," ","Catchment 1","Catchment 2","Catchment 3","Catchment 4",null,null,null,null,null,null,null,null,null,"Volume:",{"$f":"Z31","v":0},null,null,null,null,null,null,null,null,null,null,null,null,null,0.8,"R","=",null,"+",1.3500000000000001E-3,"-",2.1899999999999999E-2,"+",0.1283,"-",0.3337,"+",0.51139999999999997,34,80,null,null,null,null,null,0.43565683593749999,0.42225663499999999,0.40940304593749999,0.39708095999999993,0.38527547093749998,0.37397187499999995,0.36315567093749995,0.35281256,0.34292844593749994,0.33348943499999995,0.32448183593749996,0.31589215999999998,0.30770712093749997,0.29991363500000001,0.29249882093749996,0.28544999999999998,0.27875469593749996,0.272400635,0.26637574593750002,0.26066816000000004,0.25526621093750002,0.25015843499999996,0.24533357093749997,0.24078055999999998,0.23648854593749996,0.23244687499999994,0.22864509593749999,0.22507295999999999,0.22172042093749988,0.21857763499999999,0.21563496093749995,0.21288295999999995,0.21031239593749995,0.207914235,0.20567964593749999,0.2036,0.20166687093750002,0.199872035,0.19820747093750002,0.19666535999999996,0.19523808593750003,0.19391823499999999,0.19269859593749999,0.19157216000000005,0.19053212093749994,0.18957187500000006,0.18868502093750006,0.18786535999999987,0.18710689593749996,0.18640383500000002,0.18575058593750005,0.18514176000000004,0.18457217093750011,0.18403683500000001,0.18353097093750004,0.18305000000000005,0.18258954593749988,0.18214543500000002,0.18171369593749975,0.1812905600000001,0.18087246093749998,0.18045603499999974,0.18003812093749993,0.17961576000000001,0.17918619593749996,0.17874687499999997,0.17829544593750013,0.17782975999999995,0.17734787093749982,0.17684803500000001,0.17632871093750013,0.17578856000000009,0.17522644593750003,0.17464143500000007,0.17403279593749976,0.17339999999999989,0.1727427209375002,0.17206083500000002,0.17135442093750031,0.1706237599999999,0.16986933593749975,0.16909183500000002,0.16829214593749964,0.16747135999999985,0.16663077093750023,0.16577187500000024,0.16489637093749987,0.16400616000000012,0.16310334593749942,0.16219023499999985,0.16126933593750004,0.16034336000000005,0.15941522093750027,0.15848803500000008,0.15756512093749986,0.15665000000000029,0.1557463959374995,0.1548582350000004,0.1539896459375002,0.15314495999999955,0.15232871093750011,0.15154563500000029,0.15080067093750016,0.15009896000000034,0.14944584593750021,0.14884687500000016,0.14830779593749976,0.14783456000000028,0.14743332093750083,0.14711043500000065,{"$f":"(($AN46*(FL$12^5))+($AP46*(FL$12^4))-($AR46*(FL$12^3))+($AT46*(FL$12^2))-($AV46*(FL$12^1))+($AX46))","v":0.14687246093750039},0.14672615999999994,0.14667849593749949,0.14673663500000023,0.14690794593750145,0.14720000000000055]
[null,null,null,null,null,null,null,"N",{"$f":"K74","v":""},{"$f":"K79","v":""},{"$f":"K84","v":""},{"$f":"K89","v":""},null,null,null,null,null,null,null,null,null,"Round D:",{"$f":"ROUNDDOWN(Z32,1)","v":0},{"$f":"W50","v":0},{"$f":"IF(X47=6,121,HLOOKUP(X47,BA58:FQ59,2,TRUE))","v":2},null,null,null,null,null,null,null,null,null,null,null,0.9,"R","=",null,"+",8.0999999999999996E-4,"-",1.5900000000000001E-2,"+",0.1166,"-",0.39119999999999999,"+",0.747,35,90,null,null,null,null,null,0.65624222656249998,0.63971126099999998,0.62369394256249999,0.60817913599999995,0.59315582756249996,0.57861312499999995,0.56454025756250004,0.55092657599999995,0.53776155256250002,0.52503478100000001,0.51273597656250003,0.50085497600000006,0.48938173756250003,0.47830634100000002,0.46761898756250003,0.45730999999999999,0.44736982256249996,0.43778902099999994,0.42855828256250006,0.41966841600000004,0.41111035156249998,0.40287514099999999,0.39495395756249996,0.38733809600000002,0.38001897256250006,0.372988125,0.36623721256250003,0.35975801600000001,0.35354243756249998,0.34758250099999999,0.34187035156250001,{"$f":"(($AN47*(CK$12^5))+($AP47*(CK$12^4))-($AR47*(CK$12^3))+($AT47*(CK$12^2))-($AV47*(CK$12^1))+($AX47))","v":0.33639825599999995},0.33115860256249996,0.32614390100000001,0.32134678256250004,0.31675999999999999,0.31237642756250006,0.30818906099999988,0.3041910175625,0.30037553599999989,0.29673597656249995,0.29326582099999998,0.28995867256250002,0.28680825600000004,0.28380841756249997,0.28095312500000003,0.27823646756249998,0.27565265599999988,0.27319602256249997,0.27086102099999987,0.26864222656249981,0.26653433599999998,0.26453216756249998,0.2626306610000001,0.26082487756249995,0.25910999999999984,0.25748133256249983,0.25593430100000003,0.25446445256249983,0.25306745600000002,0.25173910156250012,0.25047530099999982,0.24927208756249986,0.24812561599999983,0.24703216256250005,0.245988125,0.24499002256249991,0.24403449599999993,0.24311830756249975,0.24223834099999986,0.24139160156249984,0.24057521599999998,0.23978643256250021,0.23902262099999982,0.23828127256249998,0.23755999999999988,0.23685653756249969,0.23616874099999985,0.23549458756250019,0.2348321759999995,0.23417972656250019,0.23353558100000005,0.23289820256249938,0.23226617599999966,0.2316382075625002,0.23101312499999971,0.23038987756249962,0.22976753599999988,0.2291452925624996,0.22852246100000018,0.22789847656249951,0.227272896,0.22664539756249968,0.22601578099999997,0.22538396756249968,0.22474999999999989,0.22411404256249934,0.22347638099999967,0.22283742256249972,0.22219769599999928,0.22155785156250019,0.22091866099999991,0.22028101756249951,0.21964593599999971,0.21901455256249991,0.21838812499999938,0.21776803256249988,0.21715577599999991,0.21655297756250003,0.21596138099999973,0.21538285156249926,0.21481937600000001,0.21427306256249967,0.21374614099999933,0.21324096256249947,0.21275999999999951]
[null,null,null,null,null,null,null,null,null,null,null,null,null,null,null,null,null,null,null,null,null,"Round U:",{"$f":"W47+0.05","v":0.05},{"$f":"X50","v":0.05},{"$f":"Y47+1","v":3},null,null,null,null,null,null,null,null,null,null,null,"Zone 5",null,null,null,null,null,null,null,null,null,null,null,null,null,36,"X =",0,0.05,0.1,0.15,0.2,0.25,0.3,0.35,0.4,0.45,0.5,0.55000000000000004,0.6,0.65,0.7,0.75,0.8,0.85,0.9,0.95,1,1.05,1.1000000000000001,1.1499999999999999,1.2,1.25,1.3,1.35,1.4,1.45,1.5,1.55,1.6,1.65,1.7,1.75,1.8,1.85,1.9,1.95,2,2.0499999999999998,2.1,2.15,2.2000000000000002,2.25,2.2999999999999998,2.35,2.4,2.4500000000000002,2.5,2.5499999999999998,2.6,2.65,2.7,2.75,2.8,2.85,2.9,2.95,3,3.05,3.1,3.15,3.2,3.25,3.3,3.35,3.4,3.45,3.5,3.55,3.6,3.65,3.7,3.75,3.8,3.85,3.9,3.95,4,4.05,4.0999999999999996,4.1500000000000004,4.2,4.25,4.3,4.3499999999999996,4.4000000000000004,4.45,4.5,4.55,4.5999999999999996,4.6500000000000004,4.7,4.75,4.8,4.8499999999999996,4.9000000000000004,4.95,5,5.05,5.0999999999999996,5.15,5.2,5.25,5.3,5.35,5.4,5.45,5.5,5.55,5.6,5.65,5.7,5.75,5.8,5.85,5.9,5.95,6]
[null,null,null,null,null,null,null,null,null,null,null,null,null,null,null,null,null,null,null,null,null,"Difference:",{"$f":"W46-W47","v":0},null,null,null,null,null,null,null,null,null,null,null,null,null,0.2,"R","=",null,"+",3.14E-3,"-",2.12E-2,"+",5.28E-2,"-",5.9200000000000003E-2,"+",5.16E-2,37,20,null,null,null,null,null,{"$f":"(($AN49*(BF$12^5))+($AP49*(BF$12^4))-($AR49*(BF$12^3))+($AT49*(BF$12^2))-($AV49*(BF$12^1))+($AX49))","v":3.9781015624999999E-2},3.8045033999999998E-2,3.6486169625000002E-2,3.5091583999999995E-2,3.3848909625E-2,3.2746249999999998E-2,3.1772179624999994E-2,3.0915743999999998E-2,3.0166459624999999E-2,2.9514314E-2,2.8949765624999999E-2,2.8463744000000003E-2,2.804764962499999E-2,2.7693353999999996E-2,2.7393199625000003E-2,2.7139999999999997E-2,2.6927039624999989E-2,2.6748073999999997E-2,2.6597329624999992E-2,2.6469503999999998E-2,2.6359765624999996E-2,2.6263753999999993E-2,2.6177579624999996E-2,2.6097823999999999E-2,2.6021539624999999E-2,2.5946249999999997E-2,2.5869949625000006E-2,2.5791104000000016E-2,2.5708649624999975E-2,2.5621993999999974E-2,2.5531015625000007E-2,2.5436063999999987E-2,2.5337959624999982E-2,2.5237994000000021E-2,2.5137929624999979E-2,2.504E-2,2.4946909624999979E-2,2.4861833999999965E-2,2.4788419624999995E-2,2.4730783999999971E-2,2.4693515624999961E-2,2.4681674000000008E-2,2.4700789625000046E-2,2.4756863999999983E-2,2.4856369624999979E-2,2.5006250000000001E-2,2.5000000000000001E-2,2.5000000000000001E-2,2.5000000000000001E-2,2.5000000000000001E-2,2.5000000000000001E-2,2.5000000000000001E-2,2.5000000000000001E-2,2.5000000000000001E-2,2.5000000000000001E-2,2.5000000000000001E-2,2.5000000000000001E-2,2.5000000000000001E-2,2.5000000000000001E-2,2.5000000000000001E-2,2.5000000000000001E-2,2.5000000000000001E-2,2.5000000000000001E-2,2.5000000000000001E-2,2.5000000000000001E-2,2.5000000000000001E-2,2.5000000000000001E-2,2.5000000000000001E-2,2.5000000000000001E-2,2.5000000000000001E-2,2.5000000000000001E-2,2.5000000000000001E-2,2.5000000000000001E-2,2.5000000000000001E-2,2.5000000000000001E-2,2.5000000000000001E-2,2.5000000000000001E-2,2.5000000000000001E-2,2.5000000000000001E-2,2.5000000000000001E-2,2.5000000000000001E-2,2.5000000000000001E-2,2.5000000000000001E-2,2.5000000000000001E-2,2.5000000000000001E-2,2.5000000000000001E-2,2.5000000000000001E-2,2.5000000000000001E-2,2.5000000000000001E-2,2.5000000000000001E-2,2.5000000000000001E-2,2.5000000000000001E-2,2.5000000000000001E-2,2.5000000000000001E-2,2.5000000000000001E-2,2.5000000000000001E-2,2.5000000000000001E-2,2.5000000000000001E-2,2.5000000000000001E-2,2.5000000000000001E-2,2.5000000000000001E-2,2.5000000000000001E-2,2.5000000000000001E-2,2.5000000000000001E-2,2.5000000000000001E-2,2.5000000000000001E-2,2.5000000000000001E-2,2.5000000000000001E-2,2.5000000000000001E-2,2.5000000000000001E-2,2.5000000000000001E-2,2.5000000000000001E-2,2.5000000000000001E-2,2.5000000000000001E-2,2.5000000000000001E-2,2.5000000000000001E-2]
[null,null,null,null,null,null,null,null,null,null,null,null,null,null,null,null,null,null,null,null,null,null,{"$f":"IF(W47=6,5.95,IF(W49<0.05,W47,W47+0.05))","v":0},{"$f":"W50+0.05","v":0.05},null,null,null,{"$f":"W50","v":0},null,null,{"$f":"X50","v":0.05},null,null,{"$f":"IF($E$14=\"SOLVE FOR HARVEST RATE\",0,AH63)","v":{"$error":"#N/A"}},null,null,0.3,"R","=",null,"+",2E-3,"-",1.72E-2,"+",5.4399999999999997E-2,"-",7.3700000000000002E-2,"+",7.9100000000000004E-2,38,30,null,null,null,null,null,6.3814062500000004E-2,6.1437800000000001E-2,5.9261562500000003E-2,5.7274400000000003E-2,5.5465662500000006E-2,5.3824999999999998E-2,5.2342362500000003E-2,5.1007999999999998E-2,4.9812462500000002E-2,4.8746600000000001E-2,4.7801562499999999E-2,4.6968800000000005E-2,4.6240062499999991E-2,4.5607400000000006E-2,4.5063162500000004E-2,4.4600000000000001E-2,4.4210862499999989E-2,4.3889000000000004E-2,4.3627962499999992E-2,4.3421599999999991E-2,4.3264062499999999E-2,4.3149799999999995E-2,4.3073562499999996E-2,4.3030399999999996E-2,4.3015662499999996E-2,4.3024999999999994E-2,4.3054362499999999E-2,4.3100000000000013E-2,4.3158462499999994E-2,4.3226599999999976E-2,4.3301562499999988E-2,4.3380799999999997E-2,4.3462062499999982E-2,4.2999999999999997E-2,4.2999999999999997E-2,4.2999999999999997E-2,4.2999999999999997E-2,4.2999999999999997E-2,4.2999999999999997E-2,4.2999999999999997E-2,4.2999999999999997E-2,4.2999999999999997E-2,4.2999999999999997E-2,4.2999999999999997E-2,4.2999999999999997E-2,4.2999999999999997E-2,4.2999999999999997E-2,4.2999999999999997E-2,4.2999999999999997E-2,4.2999999999999997E-2,4.2999999999999997E-2,4.2999999999999997E-2,4.2999999999999997E-2,4.2999999999999997E-2,4.2999999999999997E-2,4.2999999999999997E-2,4.2999999999999997E-2,4.2999999999999997E-2,4.2999999999999997E-2,4.2999999999999997E-2,4.2999999999999997E-2,4.2999999999999997E-2,4.2999999999999997E-2,4.2999999999999997E-2,4.2999999999999997E-2,4.2999999999999997E-2,4.2999999999999997E-2,4.2999999999999997E-2,4.2999999999999997E-2,4.2999999999999997E-2,4.2999999999999997E-2,4.2999999999999997E-2,4.2999999999999997E-2,4.2999999999999997E-2,4.2999999999999997E-2,4.2999999999999997E-2,4.2999999999999997E-2,4.2999999999999997E-2,4.2999999999999997E-2,4.2999999999999997E-2,4.2999999999999997E-2,4.2999999999999997E-2,4.2999999999999997E-2,4.2999999999999997E-2,4.2999999999999997E-2,4.2999999999999997E-2,4.2999999999999997E-2,4.2999999999999997E-2,4.2999999999999997E-2,4.2999999999999997E-2,4.2999999999999997E-2,4.2999999999999997E-2,4.2999999999999997E-2,4.2999999999999997E-2,4.2999999999999997E-2,4.2999999999999997E-2,4.2999999999999997E-2,4.2999999999999997E-2,4.2999999999999997E-2,4.2999999999999997E-2,4.2999999999999997E-2,4.2999999999999997E-2,4.2999999999999997E-2,4.2999999999999997E-2,4.2999999999999997E-2,4.2999999999999997E-2,4.2999999999999997E-2,4.2999999999999997E-2,4.2999999999999997E-2,4.2999999999999997E-2,4.2999999999999997E-2,4.2999999999999997E-2,4.2999999999999997E-2,4.2999999999999997E-2,4.2999999999999997E-2,4.2999999999999997E-2]
[null,null,null,null,null,null,"N","N","N","N","Retention Amount:","Efficiency Provided:",null,null,null,null,null,null,null,null,null,20,{"$f":"VLOOKUP(V51,$AZ$2:$FQ$10,$Y$47,FALSE)","v":{"$error":"#N/A"}},{"$f":"VLOOKUP(V51,$AZ$2:$FQ$10,$Y$48,FALSE)","v":{"$error":"#N/A"}},null,null,{"$f":"W51","v":{"$error":"#N/A"}},{"$f":"V51","v":20},{"$f":"AA51","v":{"$error":"#N/A"}},{"$f":"X51","v":{"$error":"#N/A"}},{"$f":"AB51","v":20},{"$f":"AD51","v":{"$error":"#N/A"}},null,null,null,null,0.4,"R","=",-8.8999999999999995E-4,"+",1.11E-2,"-",5.2600000000000001E-2,"+",0.1181,"-",0.129,"+",0.1229,39,40,null,null,null,null,null,9.7251865234374998E-2,9.3496547299999996E-2,9.012391992812499E-2,8.7104646399999985E-2,8.4410821371875E-2,8.2015937499999997E-2,7.9894852065624994E-2,7.8023753599999995E-2,7.6380128509374992E-2,7.4942727699999989E-2,7.3691533203124993E-2,7.2607724799999995E-2,7.1673646646874992E-2,7.0872773899999991E-2,7.0189679340624991E-2,6.9609999999999991E-2,6.9120403784374965E-2,6.8708556099999984E-2,6.8363086478125015E-2,6.8073555199999997E-2,6.7830419921874996E-2,6.7625002299999973E-2,6.744945461562496E-2,6.7296726399999993E-2,6.7160531059375014E-2,6.7035312499999958E-2,6.6916211753124996E-2,6.6799033599999988E-2,6.6680213196874963E-2,6.655678269999997E-2,6.6426337890624951E-2,6.628700479999998E-2,6.6137406334374968E-2,6.5976628900000014E-2,6.5804189028125001E-2,6.5619999999999942E-2,6.542433847187494E-2,6.5217811099999898E-2,6.5001321165624945E-2,6.4776035199999957E-2,6.4543349609375064E-2,6.4304857300000115E-2,6.406231430312502E-2,6.381760639999999E-2,6.3572715746874939E-2,6.3329687499999995E-2,{"$f":"(($AN51*(CZ$12^5))+($AP51*(CZ$12^4))-($AR51*(CZ$12^3))+($AT51*(CZ$12^2))-($AV51*(CZ$12^1))+($AX51))","v":6.3090596440625021E-2},6.2857513599999901E-2,6.2632472884375109E-2,6.2417437699999842E-2,6.2214267578125079E-2,6.2024684799999882E-2,6.185024102187496E-2,6.1692283900000019E-2,6.1551923715624998E-2,6.142999999999986E-2,6.1327048159374939E-2,6.1243266100000068E-2,6.1178480853125147E-2,6.1132115200000156E-2,6.1103154296875059E-2,6.1090112299999819E-2,6.1090998990624965E-2,6.1103286399999943E-2,6.1123875434374905E-2,6.1149062499999726E-2,6.1174506128125347E-2,6.1195193600000017E-2,6.12054075718753E-2,6.1198692699999876E-2,6.1167822265624769E-2,6.1104764800000252E-2,6.1000650709375201E-2,6.0845738900000432E-2,6.0629383403124723E-2,6.0340000000000046E-2,0.06,0.06,0.06,0.06,0.06,0.06,0.06,0.06,0.06,0.06,0.06,0.06,0.06,0.06,0.06,0.06,0.06,0.06,0.06,0.06,0.06,0.06,0.06,0.06,0.06,0.06,0.06,0.06,0.06,0.06,0.06,0.06,0.06,0.06,0.06,0.06,0.06,0.06,0.06,0.06]
[null,null,null,null,null,null,0,0,0,0,0,null,0,null,null,null,null,null,null,null,null,30,{"$error":"#N/A"},{"$error":"#N/A"},null,null,{"$f":"W52","v":{"$error":"#N/A"}},{"$f":"V52","v":30},{"$f":"AA52","v":{"$error":"#N/A"}},{"$f":"X52","v":{"$error":"#N/A"}},30,{"$error":"#N/A"},null,null,null,null,0.5,"R","=",-2.9999999999999997E-4,"+",5.2709999999999996E-3,"-",3.5499999999999997E-2,"+",0.11360000000000001,"-",0.17449999999999999,"+",0.19439999999999999,40,50,null,null,null,null,null,0.157340609375,0.1513574661,0.1457964597875,0.14063586559999999,0.1358546706,0.13143256249999999,0.12734991841249999,0.1235877936,0.120127910225,0.1169526461,0.1140450234375,0.1113886976,0.10896794585,0.10676765610000001,0.10477331566250002,0.10297100000000001,0.10134736147500001,9.9889618099999994E-2,9.8585542287500022E-2,9.7423449600000017E-2,9.6392187500000018E-2,9.5481124100000037E-2,9.468013691249999E-2,9.3979601600000046E-2,9.3370380725000035E-2,9.2843812500000011E-2,9.2391699537500066E-2,9.2006297600000064E-2,9.1680304349999991E-2,9.1406848100000021E-2,9.1179476562500111E-2,9.0992145600000046E-2,9.0839207975000086E-2,9.0715402100000092E-2,9.061584078750004E-2,9.0536000000000061E-2,9.0471707600000034E-2,9.0419132100000105E-2,9.0374771412500082E-2,9.0335441600000038E-2,9.0298265625000068E-2,9.0260662100000083E-2,9.0220334037500155E-2,9.0175257600000086E-2,9.0123670850000143E-2,9.0064062500000069E-2,8.9995160662500157E-2,8.9915921600000143E-2,8.9825518475000171E-2,8.9723330100000082E-2,8.9608929687500199E-2,8.9482073600000128E-2,8.9342690100000205E-2,8.9190868100000181E-2,8.902684591250018E-2,8.8851000000000097E-2,8.8663833725000168E-2,8.8465966100000321E-2,8.8258120537500456E-2,8.8041113600000415E-2,8.7815843750000039E-2,8.7583280100000022E-2,8.7344451162500197E-2,8.7100433600000166E-2,8.6852340975000247E-2,8.6601312500000333E-2,8.6348501787500281E-2,8.6095065600000326E-2,8.5842152600000138E-2,8.5590892100000343E-2,8.5342382812500256E-2,8.5097681600000391E-2,8.4857792225000422E-2,8.462365410000014E-2,8.4396131037500072E-2,8.4176000000000334E-2,8.3963939850000696E-2,8.3760520100000097E-2,8.3566189662500706E-2,8.3381265600000337E-2,8.3205921875000394E-2,8.3040178100000278E-2,8.2883888287500235E-2,8.2736729600000197E-2,8.2598191100000634E-2,8.246756250000073E-2,8.2343922912500117E-2,8.2226129600000392E-2,8.2112806725000181E-2,8.2002334100000768E-2,8.1892835937500158E-2,8.1782169600000593E-2,8.1667914350000953E-2,8.1547360100000493E-2,8.1417496162501019E-2,8.1274999999999958E-2,0.08,0.08,0.08,0.08,0.08,0.08,0.08,0.08,0.08,0.08,0.08,0.08,0.08,0.08,0.08,0.08,0.08,0.08,0.08,0.08]
[null,null,null,null,null,null,{"$f":"IF(IF(M53>=$Y$33,1,0)>0,G52+1,IF(M53>=$Y$33,1,0))","v":{"$error":"#REF!"}},{"$f":"IF(IF(M53>=$Z$33,1,0)>0,H52+1,IF(M53>=$Z$33,1,0))","v":{"$error":"#REF!"}},{"$f":"IF(IF(M53>=$AA$33,1,0)>0,I52+1,IF(M53>=$AA$33,1,0))","v":{"$error":"#REF!"}},{"$f":"IF(IF(M53>=$AB$33,1,0)>0,J52+1,IF(M53>=$AB$33,1,0))","v":{"$error":"#REF!"}},0.25,null,{"$f":"'Floating Island Wet Det'!AG41","v":{"$error":"#REF!"}},null,null,null,null,null,null,null,null,40,{"$error":"#N/A"},{"$error":"#N/A"},null,null,{"$error":"#N/A"},40,{"$error":"#N/A"},{"$error":"#N/A"},40,{"$error":"#N/A"},null,null,null,null,0.6,"R","=",-5.0000000000000001E-4,"+",8.9999999999999993E-3,"-",6.2269999999999999E-2,"+",0.20483000000000001,"-",0.3246,"+",0.31940000000000002,41,60,null,null,null,null,null,0.25011357421875002,0.23884509500000001,0.22834427890625003,0.21857280000000001,0.20949355109375001,0.201070625,0.19326929578125002,0.18605600000000003,0.17939831796875,0.17326495500000003,0.16762572265625003,0.16245152000000004,0.15771431484375004,0.15338712500000001,0.14944399953125007,0.14586000000000005,0.14261118171875001,0.139674575,0.1370281664062501,0.13465088000000008,0.13252255859375003,0.13062394500000002,0.12893666328125003,0.12744320000000009,0.12612688546875012,0.12497187500000007,0.1239631301562501,0.12308640000000015,0.12232820234374997,0.12167580500000003,0.12111720703125017,0.12064112000000005,0.12023694921875017,0.11989477500000018,0.11960533390625006,0.11936000000000008,0.11915076609374997,0.11897022499999999,0.11881155078124994,0.11866847999999997,0.11853529296874987,0.11840679500000029,0.1182782976562502,0.11814560000000018,0.1180049698437502,0.11785312500000011,0.11768721453125008,0.11750479999999996,0.11730383671875011,0.11708265500000015,0.11683994140624987,0.11657472000000013,0.11628633359375007,0.11597442500000033,0.11563891828124995,0.11528000000000016,0.11489810046875004,0.1144938750000003,0.11406818515625006,0.11362208000000062,0.11315677734374996,0.11267364499999977,0.11217418203124996,0.1116600000000002,0.11113280421875016,0.11059437500000036,0.11004654890625065,0.10949120000000023,0.10893022109374961,0.10836550500000042,0.10779892578125005,0.10723232000000082,0.10666746796874993,0.10610607500000013,0.10554975265625044,0.10500000000000009,0.10445818484375058,0.10392552499999941,0.10340306953125122,0.10289167999999937,0.10239201171875056,0.10190449499999932,0.1014293164062493,0.10096639999999912,0.10051538859375142,0.10007562499999934,0.1,0.1,0.1,0.1,0.1,0.1,0.1,0.1,0.1,0.1,0.1,0.1,0.1,0.1,0.1,0.1,0.1,0.1,0.1,0.1,0.1,0.1,0.1,0.1,0.1,0.1,0.1,0.1,0.1,0.1]
[null,null,null,null,null,null,{"$error":"#REF!"},{"$f":"IF(IF(M54>=$Z$33,1,0)>0,H53+1,IF(M54>=$Z$33,1,0))","v":{"$error":"#REF!"}},{"$f":"IF(IF(M54>=$AA$33,1,0)>0,I53+1,IF(M54>=$AA$33,1,0))","v":{"$error":"#REF!"}},{"$f":"IF(IF(M54>=$AB$33,1,0)>0,J53+1,IF(M54>=$AB$33,1,0))","v":{"$error":"#REF!"}},0.5,null,{"$f":"'Floating Island Wet Det'!AG42","v":{"$error":"#REF!"}},null,null,null,null,null,null,null,null,50,{"$error":"#N/A"},{"$error":"#N/A"},null,null,{"$error":"#N/A"},50,{"$error":"#N/A"},{"$error":"#N/A"},50,{"$error":"#N/A"},null,null,null,null,0.7,"R","=",null,"+",1.1000000000000001E-3,"-",1.738E-2,"+",0.1008,"-",0.26140000000000002,"+",0.39829999999999999,42,70,null,null,null,null,null,0.33898273437499998,0.32849164999999997,0.31842933937499995,0.30878383999999998,0.29954335437499996,0.29069624999999999,0.28223105937499993,0.27413648000000002,0.26640137437499994,0.25901476999999995,0.25196585937499999,0.24524399999999996,0.23883871437499998,0.23273968999999997,0.22693677937500001,0.22141999999999995,0.21617953437499995,0.21120572999999992,0.20648909937499998,0.20202031999999998,0.19779023437499996,0.19378984999999993,0.19001033937499998,0.18644303999999995,0.18307945437499995,0.17991124999999997,0.17693025937499998,0.17412847999999997,0.17149807437499992,0.16903136999999996,0.16672085937499995,0.16455919999999999,0.16253921437499991,0.16065389000000002,0.15889637937499995,0.15725999999999996,0.15573823437500001,0.15432472999999991,{"$f":"(($AN54*(CR$12^5))+($AP54*(CR$12^4))-($AR54*(CR$12^3))+($AT54*(CR$12^2))-($AV54*(CR$12^1))+($AX54))","v":0.15301329937499997},0.15179791999999992,0.15067273437499995,0.14963205000000002,0.1486703393749999,0.14778223999999995,0.14696255437500005,0.14620624999999993,0.14550845937499995,0.14486447999999996,0.14426977437499999,0.14371997000000003,0.14321085937499989,0.14273839999999993,0.14229871437499997,0.14188808999999991,0.14150297937499989,0.14113999999999993,0.14079593437499993,0.14046773000000001,0.14015249937499985,0.13984752000000011,0.13955023437500003,0.13925824999999981,0.13896933937499989,0.13868143999999993,0.13839265437500003,0.13810124999999984,0.137805659375,0.13750448000000015,0.13719647437499993,0.13688056999999987,0.13655585937499992,0.13622160000000016,0.13587721437500011,0.13552228999999982,0.1351565793749997,0.13478000000000001,0.13439263437500026,0.13399473000000017,0.13358669937500001,0.13316911999999992,0.13274273437499995,0.13230845000000013,0.13186733937499973,0.13142063999999987,0.13096975437500002,0.13051624999999978,0.13006185937499992,0.12960848000000025,0.12915817437499955,0.12871316999999982,0.1282758593750003,0.1278488000000001,0.12743471437499998,0.12703649000000017,0.12665717937499943,0.12629999999999997,0.12596833437500032,0.12566572999999981,0.12539589937500029,0.12516271999999995,0.12497023437500021,0.12482265000000037,0.12472433937500005,0.12467984000000032,0.12469385437500036,0.12477124999999967,0.124,0.124,0.124,0.124,0.124,0.124,0.124,0.124,0.124,0.124]
[null,null,null,null,null,null,{"$error":"#REF!"},{"$error":"#REF!"},{"$error":"#REF!"},{"$error":"#REF!"},0.75,null,{"$f":"'Floating Island Wet Det'!AG43","v":{"$error":"#REF!"}},null,null,null,null,null,null,null,null,60,{"$error":"#N/A"},{"$error":"#N/A"},null,null,{"$error":"#N/A"},60,{"$error":"#N/A"},{"$error":"#N/A"},60,{"$error":"#N/A"},null,null,null,null,0.8,"R","=",null,"+",5.2499999999999997E-4,"-",9.7999999999999997E-3,"+",7.0300000000000001E-2,"-",0.2407,"+",0.50539999999999996,43,80,null,null,null,null,null,{"$f":"(($AN55*(BF$12^5))+($AP55*(BF$12^4))-($AR55*(BF$12^3))+($AT55*(BF$12^2))-($AV55*(BF$12^1))+($AX55))","v":0.44946767578124996},0.43925665249999996,0.42935445328124999,0.41975423999999995,0.41044925328124998,0.40143281249999996,0.39269831578124997,0.38423923999999998,0.37604914078124996,0.36812165249999995,0.36045048828124998,0.35302943999999997,0.34585237828124993,0.33891325249999998,0.33220609078124996,0.32572499999999993,{"$f":"(($AN55*(BV$12^5))+($AP55*(BV$12^4))-($AR55*(BV$12^3))+($AT55*(BV$12^2))-($AV55*(BV$12^1))+($AX55))","v":0.31946416578124998},0.31341785249999998,0.30758040328124997,0.30194623999999998,0.29650986328124995,0.29126585249999992,0.28620886578124993,0.28133363999999994,0.27663499078124998,0.27210781249999999,0.26774707828124999,0.26354783999999998,0.25950522828124994,0.25561445249999992,0.25187080078124996,0.24826964000000001,{"$f":"(($AN55*(CL$12^5))+($AP55*(CL$12^4))-($AR55*(CL$12^3))+($AT55*(CL$12^2))-($AV55*(CL$12^1))+($AX55))","v":0.24480641578124995},0.2414766525,0.23827595328124995,0.23519999999999996,0.23224455328125004,0.2294054525,0.22667861578124998,0.22406004000000002,0.22154580078124997,0.21913205250000001,0.21681502828124993,0.21459104000000001,0.21245647828125003,0.21040781249999996,0.20844159078125007,0.20655443999999989,0.20474306578125007,0.20300425249999987,0.20133486328124994,0.19973183999999999,0.19819220328124998,0.1967130525000001,0.19529156578124995,0.19392500000000001,0.19261069078124993,0.19134605249999997,0.19012857828125002,0.18895584000000004,0.18782548828125006,0.18673525249999989,0.18568294078124992,0.18466643999999993,0.18368371578125009,0.18273281249999995,0.18181185328125005,0.18091904000000014,0.18005265328124997,0.17921105250000002,0.17839267578125007,0.17759604000000007,0.17681974078125007,0.17606245249999997,0.17532292828124985,0.17459999999999998,0.17389257828125027,0.17319965250000013,0.1725202907812502,0.17185363999999981,0.17119892578125007,0.17055545250000004,0.16992260328124986,0.16929983999999998,0.16868670328125002,0.1680828124999999,0.16748786578125008,0.16690164000000018,0.16632399078124982,0.16575485249999999,0.16519423828125002,0.16464224000000016,0.16409902828124989,0.16356485250000008,0.16304004078125012,0.16252500000000014,0.1620202157812497,0.16152625250000019,0.16104375328124976,0.16057343999999985,0.16011611328125019,0.1596726525000004,0.15924401578125014,0.15883123999999993,0.15843544078125038,0.15805781249999995,{"$f":"(($AN55*(FH$12^5))+($AP55*(FH$12^4))-($AR55*(FH$12^3))+($AT55*(FH$12^2))-($AV55*(FH$12^1))+($AX55))","v":0.15769962828124984},0.15736224000000021,0.1570470782812502,0.15675565250000012,0.15648955078124971,0.15625044000000055,0.15604006578125029,0.15586025250000002,0.15571290328125043,0.15560000000000029]
[null,null,null,null,null,null,{"$error":"#REF!"},{"$error":"#REF!"},{"$error":"#REF!"},{"$error":"#REF!"},1,null,{"$f":"'Floating Island Wet Det'!AG44","v":{"$error":"#REF!"}},null,null,null,null,null,null,null,null,70,{"$error":"#N/A"},{"$error":"#N/A"},null,null,{"$error":"#N/A"},70,{"$error":"#N/A"},{"$error":"#N/A"},70,{"$error":"#N/A"},null,null,null,null,0.9,"R","=",null,"+",null,"-",2E-3,"+",3.5400000000000001E-2,"-",0.22389999999999999,"+",0.70609999999999995,44,90,null,null,null,null,null,0.65230624999999998,0.64206199999999991,0.6319857499999999,0.62207599999999996,0.61233124999999999,0.6027499999999999,0.59333074999999991,0.58407199999999992,0.57497224999999996,0.56603000000000003,0.55724374999999993,0.54861199999999999,0.54013325000000001,0.531806,0.52362874999999998,0.51559999999999995,0.50771824999999993,0.49998199999999993,0.49238974999999996,0.48493999999999998,0.47763124999999995,0.47046199999999994,0.46343074999999995,0.456536,0.44977624999999999,0.44314999999999993,0.43665574999999995,0.43029199999999995,0.42405725,0.41794999999999999,0.41196874999999999,0.40611199999999997,0.40037824999999994,0.39476600000000001,0.38927374999999997,0.38389999999999996,0.37864324999999999,0.37350199999999995,0.36847474999999996,0.36355999999999999,0.35875625,0.35406199999999999,0.34947574999999997,0.34499599999999997,0.34062124999999999,0.33634999999999998,0.33218075000000002,0.32811199999999996,0.32414225000000002,0.32026999999999994,0.31649375000000002,0.31281199999999998,0.30922324999999995,0.30572600000000005,0.30231874999999997,0.29899999999999999,0.29576825000000001,0.29262199999999999,0.28955975,0.28658000000000006,0.28368125,0.280862,0.27812074999999997,0.27545599999999998,0.27286624999999998,0.27035000000000003,0.26790575000000005,{"$f":"(($AN56*(DU$12^5))+($AP56*(DU$12^4))-($AR56*(DU$12^3))+($AT56*(DU$12^2))-($AV56*(DU$12^1))+($AX56))","v":0.26553199999999999},0.26322725000000002,0.26099,0.25881874999999999,0.256712,0.25466824999999998,0.25268599999999997,0.25076374999999995,0.24890000000000001,0.24709325000000004,0.24534200000000006,0.24364475000000008,0.24199999999999994,0.24040625000000004,0.23886200000000002,0.23736575000000004,0.23591600000000001,0.23451124999999995,0.23314999999999997,0.23183074999999986,0.23055200000000009,0.22931225,0.22811000000000003,0.22694375000000022,0.22581200000000012,0.22471324999999998,0.22364600000000001,0.22260875000000013,0.22160000000000002,0.22061825000000002,0.21966200000000002,0.21872975000000006,0.2178199999999999,0.2169312499999998,0.21606200000000009,0.21521075000000001,0.2143759999999999,0.21355625000000023,0.21275000000000011,0.21195574999999989,0.21117199999999992,0.2103972500000002,0.20962999999999998,0.20886875000000016,0.20811200000000019,0.20735824999999986,0.20660599999999996,0.20585375000000028,0.20510000000000006]
[null,null,null,null,null,null,{"$error":"#REF!"},{"$error":"#REF!"},{"$error":"#REF!"},{"$error":"#REF!"},1.25,null,{"$f":"'Floating Island Wet Det'!AG45","v":{"$error":"#REF!"}},null,null,null,null,null,null,null,null,80,{"$error":"#N/A"},{"$error":"#N/A"},null,null,{"$error":"#N/A"},80,{"$error":"#N/A"},{"$error":"#N/A"},80,{"$error":"#N/A"}]
[null,null,null,null,null,null,{"$error":"#REF!"},{"$error":"#REF!"},{"$error":"#REF!"},{"$error":"#REF!"},1.5,null,{"$f":"'Floating Island Wet Det'!AG46","v":{"$error":"#REF!"}},null,null,null,null,null,null,null,null,90,{"$error":"#N/A"},{"$error":"#N/A"},null,null,{"$error":"#N/A"},90,{"$error":"#N/A"},{"$error":"#N/A"},90,{"$error":"#N/A"},null,null,null,null,null,null,null,null,null,null,null,null,null,null,null,null,null,null,"Rate:",null,0,0.05,0.1,0.15,0.2,0.25,0.3,0.35,0.4,0.45,0.5,0.55000000000000004,0.6,0.65,0.7,0.75,0.8,0.85,0.9,0.95,1,1.05,1.1000000000000001,1.1499999999999999,1.2,1.25,1.3,1.35,1.4,1.45,1.5,1.55,1.6,1.65,1.7,1.75,1.8,1.85,1.9,1.95,2,2.0499999999999998,2.1,2.15,2.2000000000000002,2.25,2.2999999999999998,2.35,2.4,2.4500000000000002,2.5,2.5499999999999998,2.6,2.65,2.7,2.75,2.8,2.85,2.9,2.95,3,3.05,3.1,3.15,3.2,3.25,3.3,3.35,3.4,3.45,3.5,3.55,3.6,3.65,3.7,3.75,3.8,3.85,3.9,3.95,4,4.05,4.0999999999999996,4.1500000000000004,4.2,4.25,4.3,4.3499999999999996,4.4000000000000004,4.45,4.5,4.55,4.5999999999999996,4.6500000000000004,4.7,4.75,4.8,4.8499999999999996,4.9000000000000004,4.95,5,5.05,5.0999999999999996,5.15,5.2,5.25,5.3,5.35,5.4,5.45,5.5,5.55,5.6,5.65,5.7,5.75,5.8,5.85,5.9,5.95,6]
[null,null,null,null,null,null,{"$error":"#REF!"},{"$error":"#REF!"},{"$error":"#REF!"},{"$error":"#REF!"},1.75,null,{"$f":"'Floating Island Wet Det'!AG47","v":{"$error":"#REF!"}},null,null,null,null,null,null,null,null,null,{"$f":"W50","v":0},{"$f":"X50","v":0.05},null,null,null,{"$f":"AB50","v":0},null,null,{"$f":"AE50","v":0.05},null,null,{"$f":"$H$27","v":0},null,null,null,null,null,null,null,null,null,null,null,null,null,null,null,null,null,null,2,3,4,5,6,7,8,9,10,11,12,13,14,15,16,17,18,19,20,21,22,23,24,25,26,27,28,29,30,31,32,33,34,35,36,37,38,39,40,41,42,43,44,45,46,47,48,49,50,51,52,53,54,55,56,57,58,59,60,61,62,63,64,65,66,67,68,69,70,71,72,73,74,75,76,77,78,79,80,81,82,83,84,85,86,87,88,89,90,91,92,93,94,95,96,97,98,99,100,101,102,103,104,105,106,107,108,109,110,111,112,113,114,115,116,117,118,119,120,121,122]
[null,null,null,null,null,null,{"$error":"#REF!"},{"$error":"#REF!"},{"$error":"#REF!"},{"$error":"#REF!"},2,null,{"$f":"'Floating Island Wet Det'!AG48","v":{"$error":"#REF!"}},null,null,null,null,null,null,null,null,{"$f":"IF($X$5=90,80,$X$5)","v":0},{"$f":"VLOOKUP(V60,V51:X58,2,FALSE)","v":{"$error":"#N/A"}},{"$f":"VLOOKUP(V60,V51:X58,3,FALSE)","v":{"$error":"#N/A"}},null,null,{"$f":"VLOOKUP($H$27,AA51:AB58,1,TRUE)","v":{"$error":"#N/A"}},{"$f":"VLOOKUP(AA60,AA51:AB58,2,TRUE)","v":{"$error":"#N/A"}},null,{"$f":"VLOOKUP($H$27,AD49:AE56,1,TRUE)","v":{"$error":"#N/A"}},{"$f":"VLOOKUP(AD60,AD49:AE56,2,TRUE)","v":{"$error":"#N/A"}},null,{"$f":"AB62","v":0},{"$f":"AB63","v":{"$error":"#N/A"}}]
[null,null,null,null,null,null,{"$error":"#REF!"},{"$error":"#REF!"},{"$error":"#REF!"},{"$error":"#REF!"},2.25,null,{"$f":"'Floating Island Wet Det'!AG49","v":{"$error":"#REF!"}},null,null,null,null,null,null,null,null,{"$f":"IF($X$6>90,90,$X$6)","v":10},{"$f":"VLOOKUP(V61,V51:X58,2,FALSE)","v":{"$error":"#N/A"}},{"$f":"VLOOKUP(V61,V51:X58,3,FALSE)","v":{"$error":"#N/A"}},null,null,{"$f":"VLOOKUP(AB61,AB51:AC58,2,FALSE)","v":{"$error":"#N/A"}},{"$f":"AB60+10","v":{"$error":"#N/A"}},null,{"$f":"VLOOKUP(AE61,AE51:AF58,2,FALSE)","v":{"$error":"#N/A"}},{"$f":"AE60+10","v":{"$error":"#N/A"}},null,{"$f":"AE62","v":0.05},{"$f":"AE63","v":{"$error":"#N/A"}}]
[null,null,null,null,null,null,{"$error":"#REF!"},{"$error":"#REF!"},{"$error":"#REF!"},{"$error":"#REF!"},2.5,null,{"$f":"'Floating Island Wet Det'!AG50","v":{"$error":"#REF!"}},null,null,null,null,null,null,null,null,null,{"$f":"$W$46","v":0},null,null,null,null,{"$f":"AB59","v":0},null,null,{"$f":"AE59","v":0.05},null,null,{"$f":"AH59","v":0}]
[null,null,null,null,null,null,{"$error":"#REF!"},{"$error":"#REF!"},{"$error":"#REF!"},{"$error":"#REF!"},2.75,null,{"$f":"'Floating Island Wet Det'!AG51","v":{"$error":"#REF!"}},null,null,null,null,null,null,null,null,{"$f":"V60","v":0},{"$f":"(W60+((X60-W60)/(X59-W59)*(W62-W59)))","v":{"$error":"#N/A"}},null,null,null,{"$f":"$H$27","v":0},{"$f":"(AB60+((AB61-AB60)/(AA61-AA60)*(AA63-AA60)))","v":{"$error":"#N/A"}},null,{"$f":"$H$27","v":0},{"$f":"(AE60+((AE61-AE60)/(AD61-AD60)*(AD63-AD60)))","v":{"$error":"#N/A"}},null,{"$f":"W46","v":0},{"$f":"(AH60+((AH61-AH60)/(AG61-AG60)*(AG63-AG60)))","v":{"$error":"#N/A"}}]
[null,null,null,null,null,null,{"$error":"#REF!"},{"$error":"#REF!"},{"$error":"#REF!"},{"$error":"#REF!"},3,null,{"$f":"'Floating Island Wet Det'!AG52","v":{"$error":"#REF!"}},null,null,null,null,null,null,null,null,{"$f":"V61","v":10},{"$f":"(W61+((X61-W61)/(X59-W59)*(W62-W59)))","v":{"$error":"#N/A"}}]
[null,null,null,null,null,null,{"$error":"#REF!"},{"$error":"#REF!"},{"$error":"#REF!"},{"$error":"#REF!"},3.25,null,{"$f":"'Floating Island Wet Det'!AG53","v":{"$error":"#REF!"}},null,null,null,null,null,null,null,null,null,{"$f":"W62","v":0}]
[null,null,null,null,null,null,{"$error":"#REF!"},{"$error":"#REF!"},{"$error":"#REF!"},{"$error":"#REF!"},3.5,null,{"$f":"'Floating Island Wet Det'!AG54","v":{"$error":"#REF!"}},null,null,null,null,null,null,null,"Catchment 3",{"$f":"X4","v":0},{"$f":"(W63+((W64-W63)/(V64-V63)*(V66-V63)))","v":{"$error":"#N/A"}}]
[null,null,null,null,null,null,{"$error":"#REF!"},{"$error":"#REF!"},{"$error":"#REF!"},{"$error":"#REF!"},3.75,null,{"$f":"'Floating Island Wet Det'!AG55","v":{"$error":"#REF!"}}]
[null,null,null,null,null,null,{"$error":"#REF!"},{"$error":"#REF!"},{"$error":"#REF!"},{"$error":"#REF!"},4,null,{"$f":"'Floating Island Wet Det'!AG56","v":{"$error":"#REF!"}},null,null,null,null,null,null,null,null,"Volume:",{"$f":"AA32","v":0}]
[null,null,null,null,null,null,null,null,null,null,null,null,null,null,null,null,null,null,null,null,null,"Round D:",{"$f":"ROUNDDOWN(AA32,1)","v":0},{"$f":"W72","v":0},{"$f":"IF(X69=6,121,HLOOKUP(X69,BA58:FQ59,2,TRUE))","v":2}]
[null,null,null,null,null,null,null,null,null,"Interpolation for Retention Amount:",null,null,null,null,null,null,null,null,null,null,null,"Round U:",{"$f":"W69+0.05","v":0.05},{"$f":"X72","v":0.05},{"$f":"Y69+1","v":3}]
[null,null,null,null,null,null,null,null,null,null,"Catch 1",null,null,null,null,null,null,null,null,null,null,"Difference:",{"$f":"W68-W69","v":0}]
[null,null,null,null,null,null,null,null,null,null,{"$f":"VLOOKUP(0,G52:M68,5)","v":0},{"$f":"VLOOKUP(0,G52:M68,7)","v":0},null,null,null,null,null,null,null,null,null,null,{"$f":"IF(W69=6,5.95,IF(W71<0.05,W69,W69+0.05))","v":0},{"$f":"W72+0.05","v":0.05},null,null,null,{"$f":"W72","v":0},null,null,{"$f":"X72","v":0.05},null,null,{"$f":"IF($E$14=\"SOLVE FOR HARVEST RATE\",0,AH85)","v":{"$error":"#N/A"}}]
[null,null,null,null,null,null,null,null,null,null,{"$f":"VLOOKUP(1,G52:M68,5)","v":0},{"$f":"VLOOKUP(1,G52:M68,7)","v":0},null,null,null,null,null,null,null,null,null,20,{"$f":"VLOOKUP(V73,$AZ$2:$FQ$10,$Y$69,FALSE)","v":{"$error":"#N/A"}},{"$f":"VLOOKUP(V73,$AZ$2:$FQ$10,$Y$70,FALSE)","v":{"$error":"#N/A"}},null,null,{"$f":"W73","v":{"$error":"#N/A"}},{"$f":"V73","v":20},{"$f":"AA73","v":{"$error":"#N/A"}},{"$f":"X73","v":{"$error":"#N/A"}},{"$f":"AB73","v":20},{"$f":"AD73","v":{"$error":"#N/A"}}]
[null,null,null,null,null,null,null,null,null,"N",{"$f":"IF($Y$33=\"\",\"\",(IF($Y$33>M68,K68,K72+(($Y$33-L72)/(L73-L72)*(K73-K72)))))","v":""},null,null,null,null,null,null,null,null,null,null,30,{"$error":"#N/A"},{"$error":"#N/A"},null,null,{"$f":"W74","v":{"$error":"#N/A"}},{"$f":"V74","v":30},{"$f":"AA74","v":{"$error":"#N/A"}},{"$f":"X74","v":{"$error":"#N/A"}},{"$f":"AB74","v":30},{"$f":"AD74","v":{"$error":"#N/A"}}]
[null,null,null,null,null,null,null,null,null,null,null,null,null,null,null,null,null,null,null,null,null,40,{"$error":"#N/A"},{"$error":"#N/A"},null,null,{"$error":"#N/A"},40,{"$error":"#N/A"},{"$error":"#N/A"},40,{"$error":"#N/A"}]
[null,null,null,null,null,null,null,null,null,null,"Catch 2",null,null,null,null,null,null,null,null,null,null,50,{"$error":"#N/A"},{"$error":"#N/A"},null,null,{"$error":"#N/A"},50,{"$error":"#N/A"},{"$error":"#N/A"},50,{"$error":"#N/A"}]
[null,null,null,null,null,null,null,null,null,null,{"$f":"VLOOKUP(0,H52:M68,4)","v":0},{"$f":"VLOOKUP(0,H52:M68,6)","v":0},null,null,null,null,null,null,null,null,null,60,{"$error":"#N/A"},{"$error":"#N/A"},null,null,{"$error":"#N/A"},60,{"$error":"#N/A"},{"$error":"#N/A"},60,{"$error":"#N/A"}]
[null,null,null,null,null,null,null,null,null,null,{"$f":"VLOOKUP(1,H52:M68,4)","v":0},{"$f":"VLOOKUP(1,H52:M68,6)","v":0},null,null,null,null,null,null,null,null,null,70,{"$error":"#N/A"},{"$error":"#N/A"},null,null,{"$error":"#N/A"},70,{"$error":"#N/A"},{"$error":"#N/A"},70,{"$error":"#N/A"}]
[null,null,null,null,null,null,null,null,null,"N",{"$f":"IF($Z$33=\"\",\"\",(IF($Z$33>M68,K68,K77+(($Z$33-L77)/(L78-L77)*(K78-K77)))))","v":""},null,null,null,null,null,null,null,null,null,null,80,{"$error":"#N/A"},{"$error":"#N/A"},null,null,{"$error":"#N/A"},80,{"$error":"#N/A"},{"$error":"#N/A"},80,{"$error":"#N/A"}]
[null,null,null,null,null,null,null,null,null,null,null,null,null,null,null,null,null,null,null,null,null,90,{"$error":"#N/A"},{"$error":"#N/A"},null,null,{"$error":"#N/A"},90,{"$error":"#N/A"},{"$error":"#N/A"},90,{"$error":"#N/A"}]
[null,null,null,null,null,null,null,null,null,null,"Catch 3",null,null,null,null,null,null,null,null,null,null,null,{"$f":"W72","v":0},{"$f":"X72","v":0.05},null,null,null,{"$f":"AB72","v":0},null,null,{"$f":"AE72","v":0.05},null,null,{"$f":"$I$27","v":0}]
[null,null,null,null,null,null,null,null,null,null,{"$f":"VLOOKUP(0,I52:M68,3)","v":0},{"$f":"VLOOKUP(0,I52:M68,5)","v":0},null,null,null,null,null,null,null,null,null,{"$f":"IF($Y$5=90,80,$Y$5)","v":0},{"$f":"VLOOKUP(V82,V73:X80,2,FALSE)","v":{"$error":"#N/A"}},{"$f":"VLOOKUP(V82,V73:X80,3,FALSE)","v":{"$error":"#N/A"}},null,null,{"$f":"VLOOKUP($I$27,AA73:AB80,1,TRUE)","v":{"$error":"#N/A"}},{"$f":"VLOOKUP(AA82,AA73:AB80,2,TRUE)","v":{"$error":"#N/A"}},null,{"$f":"VLOOKUP($I$27,AD71:AE78,1,TRUE)","v":{"$error":"#N/A"}},{"$f":"VLOOKUP(AD82,AD71:AE78,2,TRUE)","v":{"$error":"#N/A"}},null,{"$f":"AB84","v":0},{"$f":"AB85","v":{"$error":"#N/A"}}]
[null,null,null,null,null,null,null,null,null,null,{"$f":"VLOOKUP(1,I52:M68,3)","v":0},{"$f":"VLOOKUP(1,I52:M68,5)","v":0},null,null,null,null,null,null,null,null,null,{"$f":"IF($Y$6>90,90,$Y$6)","v":10},{"$f":"VLOOKUP(V83,V73:X80,2,FALSE)","v":{"$error":"#N/A"}},{"$f":"VLOOKUP(V83,V73:X80,3,FALSE)","v":{"$error":"#N/A"}},null,null,{"$f":"VLOOKUP(AB83,AB73:AC80,2,FALSE)","v":{"$error":"#N/A"}},{"$f":"AB82+10","v":{"$error":"#N/A"}},null,{"$f":"VLOOKUP(AE83,AE73:AF80,2,FALSE)","v":{"$error":"#N/A"}},{"$f":"AE82+10","v":{"$error":"#N/A"}},null,{"$f":"AE84","v":0.05},{"$f":"AE85","v":{"$error":"#N/A"}}]
[null,null,null,null,null,null,null,null,null,"N",{"$f":"IF($AA$33=\"\",\"\",(IF($AA$33>M68,K68,K82+(($AA$33-L82)/(L83-L82)*(K83-K82)))))","v":""},null,null,null,null,null,null,null,null,null,null,null,{"$f":"$W$68","v":0},null,null,null,null,{"$f":"AB81","v":0},null,null,{"$f":"AE81","v":0.05},null,null,{"$f":"AH81","v":0}]
[null,null,null,null,null,null,null,null,null,null,null,null,null,null,null,null,null,null,null,null,null,{"$f":"V82","v":0},{"$f":"(W82+((X82-W82)/(X81-W81)*(W84-W81)))","v":{"$error":"#N/A"}},null,null,null,{"$f":"$I$27","v":0},{"$f":"(AB82+((AB83-AB82)/(AA83-AA82)*(AA85-AA82)))","v":{"$error":"#N/A"}},null,{"$f":"$I$27","v":0},{"$f":"(AE82+((AE83-AE82)/(AD83-AD82)*(AD85-AD82)))","v":{"$error":"#N/A"}},null,{"$f":"W68","v":0},{"$f":"(AH82+((AH83-AH82)/(AG83-AG82)*(AG85-AG82)))","v":{"$error":"#N/A"}}]
[null,null,null,null,null,null,null,null,null,null,"Catch 4",null,null,null,null,null,null,null,null,null,null,{"$f":"V83","v":10},{"$f":"(W83+((X83-W83)/(X81-W81)*(W84-W81)))","v":{"$error":"#N/A"}}]
[null,null,null,null,null,null,null,null,null,null,{"$f":"VLOOKUP(0,J52:M68,2)","v":0},{"$f":"VLOOKUP(0,J52:M68,4)","v":0},null,null,null,null,null,null,null,null,null,null,{"$f":"W84","v":0}]
[null,null,null,null,null,null,null,null,null,null,{"$f":"VLOOKUP(1,J52:M68,2)","v":0},{"$f":"VLOOKUP(1,J52:M68,4)","v":0},null,null,null,null,null,null,null,null,"Catchment 4",{"$f":"Y4","v":0},{"$f":"(W85+((W86-W85)/(V86-V85)*(V88-V85)))","v":{"$error":"#N/A"}}]
[null,null,null,null,null,null,null,null,null,"N",{"$f":"IF($AB$33=\"\",\"\",(IF($AB$33>M68,K68,K87+(($AB$33-L87)/(L88-L87)*(K88-K87)))))","v":""}]
[null,null,null,null,null,null,null,null,null,null,null,null,null,null,null,null,null,null,null,null,null,"Volume:",{"$f":"AB32","v":0}]
[null,null,null,null,null,null,null,null,null,null,null,null,null,null,null,null,null,null,null,null,null,"Round D:",{"$f":"ROUNDDOWN(AB32,1)","v":0},{"$f":"W94","v":0},{"$f":"IF(X91=6,121,HLOOKUP(X91,BA58:FQ59,2,TRUE))","v":2}]
[null,null,null,null,null,null,null,null,null,null,null,null,null,null,null,null,null,null,null,null,null,"Round U:",{"$f":"W91+0.05","v":0.05},{"$f":"X94","v":0.05},{"$f":"Y91+1","v":3}]
[null,null,null,null,null,null,null,null,null,null,null,null,null,null,null,null,null,null,null,null,null,"Difference:",{"$f":"W90-W91","v":0}]
[null,null,null,null,null,null,null,null,null,null,null,null,null,null,null,null,null,null,null,null,null,null,{"$f":"IF(W91=6,5.95,IF(W93<0.05,W91,W91+0.05))","v":0},{"$f":"W94+0.05","v":0.05},null,null,null,{"$f":"W94","v":0},null,null,{"$f":"X94","v":0.05},null,null,{"$f":"IF($E$14=\"SOLVE FOR HARVEST RATE\",0,AH107)","v":{"$error":"#N/A"}}]
[null,null,null,null,null,null,null,null,null,null,null,null,null,null,null,null,null,null,null,null,null,20,{"$f":"VLOOKUP(V95,$AZ$2:$FQ$10,$Y$91,FALSE)","v":{"$error":"#N/A"}},{"$f":"VLOOKUP(V95,$AZ$2:$FQ$10,$Y$92,FALSE)","v":{"$error":"#N/A"}},null,null,{"$f":"W95","v":{"$error":"#N/A"}},{"$f":"V95","v":20},{"$f":"AA95","v":{"$error":"#N/A"}},{"$f":"X95","v":{"$error":"#N/A"}},{"$f":"AB95","v":20},{"$f":"AD95","v":{"$error":"#N/A"}}]
[null,null,null,null,null,null,null,null,null,null,null,null,null,null,null,null,null,null,null,null,null,30,{"$error":"#N/A"},{"$error":"#N/A"},null,null,{"$f":"W96","v":{"$error":"#N/A"}},{"$f":"V96","v":30},{"$f":"AA96","v":{"$error":"#N/A"}},{"$f":"X96","v":{"$error":"#N/A"}},{"$f":"AB96","v":30},{"$f":"AD96","v":{"$error":"#N/A"}}]
[null,null,null,null,null,null,null,null,null,null,null,null,null,null,null,null,null,null,null,null,null,40,{"$error":"#N/A"},{"$error":"#N/A"},null,null,{"$error":"#N/A"},40,{"$error":"#N/A"},{"$error":"#N/A"},40,{"$error":"#N/A"}]
[null,null,null,null,null,null,null,null,null,null,null,null,null,null,null,null,null,null,null,null,null,50,{"$error":"#N/A"},{"$error":"#N/A"},null,null,{"$error":"#N/A"},50,{"$error":"#N/A"},{"$error":"#N/A"},50,{"$error":"#N/A"}]
[null,null,null,null,null,null,null,null,null,null,null,null,null,null,null,null,null,null,null,null,null,60,{"$error":"#N/A"},{"$error":"#N/A"},null,null,{"$error":"#N/A"},60,{"$error":"#N/A"},{"$error":"#N/A"},60,{"$error":"#N/A"}]
[null,null,null,null,null,null,null,null,null,null,null,null,null,null,null,null,null,null,null,null,null,70,{"$error":"#N/A"},{"$error":"#N/A"},null,null,{"$error":"#N/A"},70,{"$error":"#N/A"},{"$error":"#N/A"},70,{"$error":"#N/A"}]
[null,null,null,null,null,null,null,null,null,null,null,null,null,null,null,null,null,null,null,null,null,80,{"$error":"#N/A"},{"$error":"#N/A"},null,null,{"$error":"#N/A"},80,{"$error":"#N/A"},{"$error":"#N/A"},80,{"$error":"#N/A"}]
[null,null,null,null,null,null,null,null,null,null,null,null,null,null,null,null,null,null,null,null,null,90,{"$error":"#N/A"},{"$error":"#N/A"},null,null,{"$error":"#N/A"},90,{"$error":"#N/A"},{"$error":"#N/A"},90,{"$error":"#N/A"}]
[null,null,null,null,null,null,null,null,null,null,null,null,null,null,null,null,null,null,null,null,null,null,{"$f":"W94","v":0},{"$f":"X94","v":0.05},null,null,null,{"$f":"AB94","v":0},null,null,{"$f":"$AE$94","v":0.05},null,null,{"$f":"$J$27","v":0}]
[null,null,null,null,null,null,null,null,null,null,null,null,null,null,null,null,null,null,null,null,null,{"$f":"IF($Z$5=90,80,$Z$5)","v":0},{"$f":"VLOOKUP(V104,V95:X102,2,FALSE)","v":{"$error":"#N/A"}},{"$f":"VLOOKUP(V104,V95:X102,3,FALSE)","v":{"$error":"#N/A"}},null,null,{"$f":"VLOOKUP($J$27,AA95:AB102,1,TRUE)","v":{"$error":"#N/A"}},{"$f":"VLOOKUP(AA104,AA95:AB102,2,TRUE)","v":{"$error":"#N/A"}},null,{"$f":"VLOOKUP($J$27,AD93:AE100,1,TRUE)","v":{"$error":"#N/A"}},{"$f":"VLOOKUP(AD104,$AD$93:$AE$100,2,TRUE)","v":{"$error":"#N/A"}},null,{"$f":"AB106","v":0},{"$f":"AB107","v":{"$error":"#N/A"}}]
[null,null,null,null,null,null,null,null,null,null,null,null,null,null,null,null,null,null,null,null,null,{"$f":"IF($Z$6>90,90,$Z$6)","v":10},{"$f":"VLOOKUP(V105,V95:X102,2,FALSE)","v":{"$error":"#N/A"}},{"$f":"VLOOKUP(V105,V95:X102,3,FALSE)","v":{"$error":"#N/A"}},null,null,{"$f":"VLOOKUP(AB105,AB95:AC102,2,FALSE)","v":{"$error":"#N/A"}},{"$f":"AB104+10","v":{"$error":"#N/A"}},null,{"$f":"VLOOKUP($AE$105,AE95:AF102,2,FALSE)","v":{"$error":"#N/A"}},{"$f":"AE104+10","v":{"$error":"#N/A"}},null,{"$f":"AE106","v":0.05},{"$f":"AE107","v":{"$error":"#N/A"}}]
[null,null,null,null,null,null,null,null,null,null,null,null,null,null,null,null,null,null,null,null,null,null,{"$f":"$W$90","v":0},null,null,null,null,{"$f":"AB103","v":0},null,null,{"$f":"AE103","v":0.05},null,null,{"$f":"AH103","v":0}]
[null,null,null,null,null,null,null,null,null,null,null,null,null,null,null,null,null,null,null,null,null,{"$f":"V104","v":0},{"$f":"(W104+((X104-W104)/(X103-W103)*(W106-W103)))","v":{"$error":"#N/A"}},null,null,null,{"$f":"$J$27","v":0},{"$f":"(AB104+((AB105-AB104)/(AA105-AA104)*(AA107-AA104)))","v":{"$error":"#N/A"}},null,{"$f":"$J$27","v":0},{"$f":"(AE104+((AE105-AE104)/(AD105-AD104)*(AD107-AD104)))","v":{"$error":"#N/A"}},null,{"$f":"W90","v":0},{"$f":"(AH104+((AH105-AH104)/(AG105-AG104)*(AG107-AG104)))","v":{"$error":"#N/A"}}]
[null,null,null,null,null,null,null,null,null,null,null,null,null,null,null,null,null,null,null,null,null,{"$f":"V105","v":10},{"$f":"(W105+((X105-W105)/(X103-W103)*(W106-W103)))","v":{"$error":"#N/A"}}]
[null,null,null,null,null,null,null,null,null,null,null,null,null,null,null,null,null,null,null,null,null,null,{"$f":"W106","v":0}]
[null,null,null,null,null,null,null,null,null,null,null,null,null,null,null,null,null,null,null,null,null,{"$f":"Z4","v":0},{"$f":"(W107+((W108-W107)/(V108-V107)*(V110-V107)))","v":{"$error":"#N/A"}}]

{"sheet":"Rainwater Harvesting","index":13,"n_rows":167,"n_cols":174,"rows_kept":167,"cut":false,"hidden":false,"merged":[[1,22,2,25],[1,27,2,35],[2,12,2,15],[2,16,2,19],[11,7,11,10],[1,8,2,11],[3,12,4,19],[5,12,6,19],[6,4,6,10],[1,12,1,15],[1,16,1,19],[1,1,2,6],[1,7,2,7],[3,9,5,10],[14,7,14,10],[15,7,15,10],[7,21,43,21],[48,22,48,30],[45,22,45,30],[46,22,46,30],[7,12,8,19],[9,12,10,19],[50,21,86,21],[90,21,126,21],[129,21,165,21],[47,22,47,30],[11,12,15,19],[16,12,18,19],[19,12,41,19],[49,22,49,30],[87,9,87,10],[52,10,52,11],[71,8,71,11],[72,9,72,10],[77,9,77,10],[82,9,82,10]]}
[null,null,null,null,null,null,null,null,null,null,null,null,null,null,null,null,null,null,null,null,null,null,null,null,null,null,null,null,null,null,null,null,null,null,null,null,null," ",null,null,null,null,null,null,null,null,null,null,null,null,null,1,2,3,4,5,6,7,8,9,10,11,12,13,14,15,16,17,18,19,20,21,22,23,24,25,26,27,28,29,30,31,32,33,34,35,36,37,38,39,40,41,42,43,44,45,46,47,48,49,50,51,52,53,54,55,56,57,58,59,60,61,62,63,64,65,66,67,68,69,70,71,72,73,74,75,76,77,78,79,80,81,82,83,84,85,86,87,88,89,90,91,92,93,94,95,96,97,98,99,100,101,102,103,104,105,106,107,108,109,110,111,112,113,114,115,116,117,118,119,120,121,122,123]
[null,"RAINWATER HARVESTING",null,null,null,null,null,{"$f":"'General Site Information'!G2:G3","v":"V 7.6"},{"$f":"IF('General Site Information'!J5=\"\",\"\",'General Site Information'!$J$5)","v":""},null,null,null,"Blue Numbers = ",null,null,null,"Input data",null,null,null,null,null,"Determine Harvest Rate:",null,null,null,null,"Determine Harvest Efficiency:",null,null,null,null,null,null,null,null,null,{"$f":"$E$7","v":""},null,null,null,null,null,null,null,null,null,null,null,null,null,null,"X =",0,0.05,0.1,0.15,0.2,0.25,0.3,0.35,0.4,0.45,0.5,0.55000000000000004,0.6,0.65,0.7,0.75,0.8,0.85,0.9,0.95,1,1.05,1.1000000000000001,1.1499999999999999,1.2,1.25,1.3,1.35,1.4,1.45,1.5,1.55,1.6,1.65,1.7,1.75,1.8,1.85,1.9,1.95,2,2.0499999999999998,2.1,2.15,2.2000000000000002,2.25,2.2999999999999998,2.35,2.4,2.4500000000000002,2.5,2.5499999999999998,2.6,2.65,2.7,2.75,2.8,2.85,2.9,2.95,3,3.05,3.1,3.15,3.2,3.25,3.3,3.35,3.4,3.45,3.5,3.55,3.6,3.65,3.7,3.75,3.8,3.85,3.9,3.95,4,4.05,4.0999999999999996,4.1500000000000004,4.2,4.25,4.3,4.3499999999999996,4.4000000000000004,4.45,4.5,4.55,4.5999999999999996,4.6500000000000004,4.7,4.75,4.8,4.8499999999999996,4.9000000000000004,4.95,5,5.05,5.0999999999999996,5.15,5.2,5.25,5.3,5.35,5.4,5.45,5.5,5.55,5.6,5.65,5.7,5.75,5.8,5.85,5.9,5.95,6]
[null,null,null,null,null,null,null,null,null,null,null,null,"Red Numbers =",null,null,null,"Calculated or Carryover",null,null,null,null,null,null,null,null,null,null,null,null,null,null,null,null,null,null,null,null,"PLEASE SELECT RAINFALL ZONE",null,null,null,null,null,null,null,null,null,null,null,null,null,{"$f":"VLOOKUP($AL$2,$AL$4:$AU$8,3,FALSE)","v":{"$error":"#N/A"}},20,{"$f":"VLOOKUP($AZ3,$AZ$12:$FR$176,BB$1,FALSE)","v":{"$error":"#N/A"}},{"$error":"#N/A"},{"$error":"#N/A"},{"$error":"#N/A"},{"$error":"#N/A"},{"$error":"#N/A"},{"$error":"#N/A"},{"$error":"#N/A"},{"$error":"#N/A"},{"$error":"#N/A"},{"$error":"#N/A"},{"$error":"#N/A"},{"$error":"#N/A"},{"$error":"#N/A"},{"$error":"#N/A"},{"$error":"#N/A"},{"$f":"VLOOKUP($AZ3,$AZ$12:$FR$176,BR$1,FALSE)","v":{"$error":"#N/A"}},{"$error":"#N/A"},{"$error":"#N/A"},{"$error":"#N/A"},{"$error":"#N/A"},{"$error":"#N/A"},{"$error":"#N/A"},{"$error":"#N/A"},{"$error":"#N/A"},{"$error":"#N/A"},{"$error":"#N/A"},{"$error":"#N/A"},{"$error":"#N/A"},{"$error":"#N/A"},{"$error":"#N/A"},{"$error":"#N/A"},{"$f":"VLOOKUP($AZ3,$AZ$12:$FR$176,CH$1,FALSE)","v":{"$error":"#N/A"}},{"$error":"#N/A"},{"$error":"#N/A"},{"$error":"#N/A"},{"$error":"#N/A"},{"$error":"#N/A"},{"$error":"#N/A"},{"$error":"#N/A"},{"$error":"#N/A"},{"$error":"#N/A"},{"$error":"#N/A"},{"$error":"#N/A"},{"$error":"#N/A"},{"$error":"#N/A"},{"$error":"#N/A"},{"$error":"#N/A"},{"$f":"VLOOKUP($AZ3,$AZ$12:$FR$176,CX$1,FALSE)","v":{"$error":"#N/A"}},{"$error":"#N/A"},{"$error":"#N/A"},{"$error":"#N/A"},{"$error":"#N/A"},{"$error":"#N/A"},{"$error":"#N/A"},{"$error":"#N/A"},{"$error":"#N/A"},{"$error":"#N/A"},{"$error":"#N/A"},{"$error":"#N/A"},{"$error":"#N/A"},{"$error":"#N/A"},{"$error":"#N/A"},{"$error":"#N/A"},{"$f":"VLOOKUP($AZ3,$AZ$12:$FR$176,DN$1,FALSE)","v":{"$error":"#N/A"}},{"$error":"#N/A"},{"$error":"#N/A"},{"$error":"#N/A"},{"$error":"#N/A"},{"$error":"#N/A"},{"$error":"#N/A"},{"$error":"#N/A"},{"$error":"#N/A"},{"$error":"#N/A"},{"$error":"#N/A"},{"$error":"#N/A"},{"$error":"#N/A"},{"$error":"#N/A"},{"$error":"#N/A"},{"$error":"#N/A"},{"$f":"VLOOKUP($AZ3,$AZ$12:$FR$176,ED$1,FALSE)","v":{"$error":"#N/A"}},{"$error":"#N/A"},{"$error":"#N/A"},{"$error":"#N/A"},{"$error":"#N/A"},{"$error":"#N/A"},{"$error":"#N/A"},{"$error":"#N/A"},{"$error":"#N/A"},{"$error":"#N/A"},{"$error":"#N/A"},{"$error":"#N/A"},{"$error":"#N/A"},{"$error":"#N/A"},{"$error":"#N/A"},{"$error":"#N/A"},{"$f":"VLOOKUP($AZ3,$AZ$12:$FR$176,ET$1,FALSE)","v":{"$error":"#N/A"}},{"$error":"#N/A"},{"$error":"#N/A"},{"$error":"#N/A"},{"$error":"#N/A"},{"$error":"#N/A"},{"$error":"#N/A"},{"$error":"#N/A"},{"$error":"#N/A"},{"$error":"#N/A"},{"$error":"#N/A"},{"$error":"#N/A"},{"$error":"#N/A"},{"$error":"#N/A"},{"$error":"#N/A"},{"$error":"#N/A"},{"$f":"VLOOKUP($AZ3,$AZ$12:$FR$176,FJ$1,FALSE)","v":{"$error":"#N/A"}},{"$error":"#N/A"},{"$error":"#N/A"},{"$error":"#N/A"},{"$error":"#N/A"},{"$error":"#N/A"},{"$error":"#N/A"},{"$error":"#N/A"},{"$error":"#N/A"}]
[null,null,null,null,null,null,null,null,null,null,null,null,null,null,null,null,null,null,null,null,null,null,"Efficiency:",{"$f":"H19","v":0},{"$f":"I19","v":0},{"$f":"J19","v":0},{"$f":"K19","v":0},null,null,null,null,null,null,null,null,null,null,"Zone 1",null,1,2,3,4,5,6,7,8,null,null,null,null,{"$f":"VLOOKUP($AL$2,$AL$4:$AU$8,4,FALSE)","v":{"$error":"#N/A"}},30,{"$error":"#N/A"},{"$error":"#N/A"},{"$error":"#N/A"},{"$error":"#N/A"},{"$error":"#N/A"},{"$error":"#N/A"},{"$error":"#N/A"},{"$error":"#N/A"},{"$error":"#N/A"},{"$error":"#N/A"},{"$error":"#N/A"},{"$error":"#N/A"},{"$error":"#N/A"},{"$error":"#N/A"},{"$error":"#N/A"},{"$error":"#N/A"},{"$error":"#N/A"},{"$error":"#N/A"},{"$error":"#N/A"},{"$error":"#N/A"},{"$error":"#N/A"},{"$error":"#N/A"},{"$error":"#N/A"},{"$error":"#N/A"},{"$error":"#N/A"},{"$error":"#N/A"},{"$error":"#N/A"},{"$error":"#N/A"},{"$error":"#N/A"},{"$error":"#N/A"},{"$error":"#N/A"},{"$error":"#N/A"},{"$error":"#N/A"},{"$error":"#N/A"},{"$error":"#N/A"},{"$error":"#N/A"},{"$error":"#N/A"},{"$error":"#N/A"},{"$error":"#N/A"},{"$error":"#N/A"},{"$error":"#N/A"},{"$error":"#N/A"},{"$error":"#N/A"},{"$error":"#N/A"},{"$error":"#N/A"},{"$error":"#N/A"},{"$error":"#N/A"},{"$error":"#N/A"},{"$error":"#N/A"},{"$error":"#N/A"},{"$error":"#N/A"},{"$error":"#N/A"},{"$error":"#N/A"},{"$error":"#N/A"},{"$error":"#N/A"},{"$error":"#N/A"},{"$error":"#N/A"},{"$error":"#N/A"},{"$error":"#N/A"},{"$error":"#N/A"},{"$error":"#N/A"},{"$error":"#N/A"},{"$error":"#N/A"},{"$error":"#N/A"},{"$error":"#N/A"},{"$error":"#N/A"},{"$error":"#N/A"},{"$error":"#N/A"},{"$error":"#N/A"},{"$error":"#N/A"},{"$error":"#N/A"},{"$error":"#N/A"},{"$error":"#N/A"},{"$error":"#N/A"},{"$error":"#N/A"},{"$error":"#N/A"},{"$error":"#N/A"},{"$error":"#N/A"},{"$error":"#N/A"},{"$error":"#N/A"},{"$error":"#N/A"},{"$error":"#N/A"},{"$error":"#N/A"},{"$error":"#N/A"},{"$error":"#N/A"},{"$error":"#N/A"},{"$error":"#N/A"},{"$error":"#N/A"},{"$error":"#N/A"},{"$error":"#N/A"},{"$error":"#N/A"},{"$error":"#N/A"},{"$error":"#N/A"},{"$error":"#N/A"},{"$error":"#N/A"},{"$error":"#N/A"},{"$error":"#N/A"},{"$error":"#N/A"},{"$error":"#N/A"},{"$error":"#N/A"},{"$error":"#N/A"},{"$error":"#N/A"},{"$error":"#N/A"},{"$error":"#N/A"},{"$error":"#N/A"},{"$error":"#N/A"},{"$error":"#N/A"},{"$error":"#N/A"},{"$error":"#N/A"},{"$error":"#N/A"},{"$error":"#N/A"},{"$error":"#N/A"},{"$error":"#N/A"},{"$error":"#N/A"},{"$error":"#N/A"},{"$error":"#N/A"},{"$error":"#N/A"},{"$error":"#N/A"},{"$error":"#N/A"},{"$error":"#N/A"},{"$error":"#N/A"}]
[null,"General Site Information:",null,null,null,null,null,null,null,null,null,null,null,null,null,null,null,null,null,null,null,null,"Round D:",{"$f":"ROUNDDOWN((X4/10),0)*10","v":0},{"$f":"ROUNDDOWN((Y4/10),0)*10","v":0},{"$f":"ROUNDDOWN((Z4/10),0)*10","v":0},{"$f":"ROUNDDOWN((AA4/10),0)*10","v":0},null,null,null,null,null,null,null,null,null,null,"Zone 2",null,10,11,12,13,14,15,16,17,null,null,null,null,{"$f":"VLOOKUP($AL$2,$AL$4:$AU$8,5,FALSE)","v":{"$error":"#N/A"}},40,{"$error":"#N/A"},{"$error":"#N/A"},{"$error":"#N/A"},{"$error":"#N/A"},{"$error":"#N/A"},{"$error":"#N/A"},{"$error":"#N/A"},{"$error":"#N/A"},{"$error":"#N/A"},{"$error":"#N/A"},{"$error":"#N/A"},{"$error":"#N/A"},{"$error":"#N/A"},{"$error":"#N/A"},{"$error":"#N/A"},{"$error":"#N/A"},{"$error":"#N/A"},{"$error":"#N/A"},{"$error":"#N/A"},{"$error":"#N/A"},{"$error":"#N/A"},{"$error":"#N/A"},{"$error":"#N/A"},{"$error":"#N/A"},{"$error":"#N/A"},{"$error":"#N/A"},{"$error":"#N/A"},{"$error":"#N/A"},{"$error":"#N/A"},{"$error":"#N/A"},{"$error":"#N/A"},{"$error":"#N/A"},{"$error":"#N/A"},{"$error":"#N/A"},{"$error":"#N/A"},{"$error":"#N/A"},{"$error":"#N/A"},{"$error":"#N/A"},{"$error":"#N/A"},{"$error":"#N/A"},{"$error":"#N/A"},{"$error":"#N/A"},{"$error":"#N/A"},{"$error":"#N/A"},{"$error":"#N/A"},{"$error":"#N/A"},{"$error":"#N/A"},{"$error":"#N/A"},{"$error":"#N/A"},{"$error":"#N/A"},{"$error":"#N/A"},{"$error":"#N/A"},{"$error":"#N/A"},{"$error":"#N/A"},{"$error":"#N/A"},{"$error":"#N/A"},{"$error":"#N/A"},{"$error":"#N/A"},{"$error":"#N/A"},{"$error":"#N/A"},{"$error":"#N/A"},{"$error":"#N/A"},{"$error":"#N/A"},{"$error":"#N/A"},{"$error":"#N/A"},{"$error":"#N/A"},{"$error":"#N/A"},{"$error":"#N/A"},{"$error":"#N/A"},{"$error":"#N/A"},{"$error":"#N/A"},{"$error":"#N/A"},{"$error":"#N/A"},{"$error":"#N/A"},{"$error":"#N/A"},{"$error":"#N/A"},{"$error":"#N/A"},{"$error":"#N/A"},{"$error":"#N/A"},{"$error":"#N/A"},{"$error":"#N/A"},{"$error":"#N/A"},{"$error":"#N/A"},{"$error":"#N/A"},{"$error":"#N/A"},{"$error":"#N/A"},{"$error":"#N/A"},{"$error":"#N/A"},{"$error":"#N/A"},{"$error":"#N/A"},{"$error":"#N/A"},{"$error":"#N/A"},{"$error":"#N/A"},{"$error":"#N/A"},{"$error":"#N/A"},{"$error":"#N/A"},{"$error":"#N/A"},{"$error":"#N/A"},{"$error":"#N/A"},{"$error":"#N/A"},{"$error":"#N/A"},{"$error":"#N/A"},{"$error":"#N/A"},{"$error":"#N/A"},{"$error":"#N/A"},{"$error":"#N/A"},{"$error":"#N/A"},{"$error":"#N/A"},{"$error":"#N/A"},{"$error":"#N/A"},{"$error":"#N/A"},{"$error":"#N/A"},{"$error":"#N/A"},{"$error":"#N/A"},{"$error":"#N/A"},{"$error":"#N/A"},{"$error":"#N/A"},{"$error":"#N/A"},{"$error":"#N/A"},{"$error":"#N/A"},{"$error":"#N/A"}]
[null,null,null,null,null,null,null,null,null,null,null,null,null,null,null,null,null,null,null,null,null,null,"Round U:",{"$f":"IF(X5=90,95,X5+10)","v":10},{"$f":"IF(Y5=90,95,Y5+10)","v":10},{"$f":"IF(Z5=90,95,Z5+10)","v":10},{"$f":"IF(AA5=90,95,AA5+10)","v":10},null,null,null,null,null,null,null,null,null,null,"Zone 3",null,19,20,21,22,23,24,25,26,null,null,null,null,{"$f":"VLOOKUP($AL$2,$AL$4:$AU$8,6,FALSE)","v":{"$error":"#N/A"}},50,{"$error":"#N/A"},{"$error":"#N/A"},{"$error":"#N/A"},{"$error":"#N/A"},{"$error":"#N/A"},{"$error":"#N/A"},{"$error":"#N/A"},{"$error":"#N/A"},{"$error":"#N/A"},{"$error":"#N/A"},{"$error":"#N/A"},{"$error":"#N/A"},{"$error":"#N/A"},{"$error":"#N/A"},{"$error":"#N/A"},{"$error":"#N/A"},{"$error":"#N/A"},{"$error":"#N/A"},{"$error":"#N/A"},{"$error":"#N/A"},{"$error":"#N/A"},{"$error":"#N/A"},{"$error":"#N/A"},{"$error":"#N/A"},{"$error":"#N/A"},{"$error":"#N/A"},{"$error":"#N/A"},{"$error":"#N/A"},{"$error":"#N/A"},{"$error":"#N/A"},{"$error":"#N/A"},{"$error":"#N/A"},{"$error":"#N/A"},{"$error":"#N/A"},{"$error":"#N/A"},{"$error":"#N/A"},{"$error":"#N/A"},{"$error":"#N/A"},{"$error":"#N/A"},{"$error":"#N/A"},{"$error":"#N/A"},{"$error":"#N/A"},{"$error":"#N/A"},{"$error":"#N/A"},{"$error":"#N/A"},{"$error":"#N/A"},{"$error":"#N/A"},{"$error":"#N/A"},{"$error":"#N/A"},{"$error":"#N/A"},{"$error":"#N/A"},{"$error":"#N/A"},{"$error":"#N/A"},{"$error":"#N/A"},{"$error":"#N/A"},{"$error":"#N/A"},{"$error":"#N/A"},{"$error":"#N/A"},{"$error":"#N/A"},{"$error":"#N/A"},{"$error":"#N/A"},{"$error":"#N/A"},{"$error":"#N/A"},{"$error":"#N/A"},{"$error":"#N/A"},{"$error":"#N/A"},{"$error":"#N/A"},{"$error":"#N/A"},{"$error":"#N/A"},{"$error":"#N/A"},{"$error":"#N/A"},{"$error":"#N/A"},{"$error":"#N/A"},{"$error":"#N/A"},{"$error":"#N/A"},{"$error":"#N/A"},{"$error":"#N/A"},{"$error":"#N/A"},{"$error":"#N/A"},{"$error":"#N/A"},{"$error":"#N/A"},{"$error":"#N/A"},{"$error":"#N/A"},{"$error":"#N/A"},{"$error":"#N/A"},{"$error":"#N/A"},{"$error":"#N/A"},{"$error":"#N/A"},{"$error":"#N/A"},{"$error":"#N/A"},{"$error":"#N/A"},{"$error":"#N/A"},{"$error":"#N/A"},{"$error":"#N/A"},{"$error":"#N/A"},{"$error":"#N/A"},{"$error":"#N/A"},{"$error":"#N/A"},{"$error":"#N/A"},{"$error":"#N/A"},{"$error":"#N/A"},{"$error":"#N/A"},{"$error":"#N/A"},{"$error":"#N/A"},{"$error":"#N/A"},{"$error":"#N/A"},{"$error":"#N/A"},{"$error":"#N/A"},{"$error":"#N/A"},{"$error":"#N/A"},{"$error":"#N/A"},{"$error":"#N/A"},{"$error":"#N/A"},{"$error":"#N/A"},{"$error":"#N/A"},{"$error":"#N/A"},{"$error":"#N/A"},{"$error":"#N/A"},{"$error":"#N/A"},{"$error":"#N/A"},{"$error":"#N/A"}]
[null,"Meteorological Zone:",null,null,{"$f":"IF('General Site Information'!H11=\"\",\"\",'General Site Information'!H11)","v":""},null,null,null,null,null,null,null,null,null,null,null,null,null,null,null,null,null,null,null,null,null,null,null,null,null,null,null,null,null,null,null,null,"Zone 4",null,28,29,30,31,32,33,34,35,null,null,null,null,{"$f":"VLOOKUP($AL$2,$AL$4:$AU$8,7,FALSE)","v":{"$error":"#N/A"}},60,{"$error":"#N/A"},{"$error":"#N/A"},{"$error":"#N/A"},{"$error":"#N/A"},{"$error":"#N/A"},{"$error":"#N/A"},{"$error":"#N/A"},{"$error":"#N/A"},{"$error":"#N/A"},{"$error":"#N/A"},{"$error":"#N/A"},{"$error":"#N/A"},{"$error":"#N/A"},{"$error":"#N/A"},{"$error":"#N/A"},{"$error":"#N/A"},{"$error":"#N/A"},{"$error":"#N/A"},{"$error":"#N/A"},{"$error":"#N/A"},{"$error":"#N/A"},{"$error":"#N/A"},{"$error":"#N/A"},{"$error":"#N/A"},{"$error":"#N/A"},{"$error":"#N/A"},{"$error":"#N/A"},{"$error":"#N/A"},{"$error":"#N/A"},{"$error":"#N/A"},{"$error":"#N/A"},{"$error":"#N/A"},{"$error":"#N/A"},{"$error":"#N/A"},{"$error":"#N/A"},{"$error":"#N/A"},{"$error":"#N/A"},{"$error":"#N/A"},{"$error":"#N/A"},{"$error":"#N/A"},{"$error":"#N/A"},{"$error":"#N/A"},{"$error":"#N/A"},{"$error":"#N/A"},{"$error":"#N/A"},{"$error":"#N/A"},{"$error":"#N/A"},{"$error":"#N/A"},{"$error":"#N/A"},{"$error":"#N/A"},{"$error":"#N/A"},{"$error":"#N/A"},{"$error":"#N/A"},{"$error":"#N/A"},{"$error":"#N/A"},{"$error":"#N/A"},{"$error":"#N/A"},{"$error":"#N/A"},{"$error":"#N/A"},{"$error":"#N/A"},{"$error":"#N/A"},{"$error":"#N/A"},{"$error":"#N/A"},{"$error":"#N/A"},{"$error":"#N/A"},{"$error":"#N/A"},{"$error":"#N/A"},{"$error":"#N/A"},{"$error":"#N/A"},{"$error":"#N/A"},{"$error":"#N/A"},{"$error":"#N/A"},{"$error":"#N/A"},{"$error":"#N/A"},{"$error":"#N/A"},{"$error":"#N/A"},{"$error":"#N/A"},{"$error":"#N/A"},{"$error":"#N/A"},{"$error":"#N/A"},{"$error":"#N/A"},{"$error":"#N/A"},{"$error":"#N/A"},{"$error":"#N/A"},{"$error":"#N/A"},{"$error":"#N/A"},{"$error":"#N/A"},{"$error":"#N/A"},{"$error":"#N/A"},{"$error":"#N/A"},{"$error":"#N/A"},{"$error":"#N/A"},{"$error":"#N/A"},{"$error":"#N/A"},{"$error":"#N/A"},{"$error":"#N/A"},{"$error":"#N/A"},{"$error":"#N/A"},{"$error":"#N/A"},{"$error":"#N/A"},{"$error":"#N/A"},{"$error":"#N/A"},{"$error":"#N/A"},{"$error":"#N/A"},{"$error":"#N/A"},{"$error":"#N/A"},{"$error":"#N/A"},{"$error":"#N/A"},{"$error":"#N/A"},{"$error":"#N/A"},{"$error":"#N/A"},{"$error":"#N/A"},{"$error":"#N/A"},{"$error":"#N/A"},{"$error":"#N/A"},{"$error":"#N/A"},{"$error":"#N/A"},{"$error":"#N/A"},{"$error":"#N/A"},{"$error":"#N/A"},{"$error":"#N/A"}]
[null,null,null,null,null,null,null,"Catchment 1","Catchment 2","Catchment3","Catchment 4",null,null,null,null,null,null,null,null,null,null,"Catch 1","Volume:",{"$f":"Z30","v":0},null,null,null,null,null,null,null,null,null,null,null,null,null,"Zone 5",null,37,38,39,40,41,42,43,44,null,null,null,null,{"$f":"VLOOKUP($AL$2,$AL$4:$AU$8,8,FALSE)","v":{"$error":"#N/A"}},70,{"$error":"#N/A"},{"$error":"#N/A"},{"$error":"#N/A"},{"$error":"#N/A"},{"$error":"#N/A"},{"$error":"#N/A"},{"$error":"#N/A"},{"$error":"#N/A"},{"$error":"#N/A"},{"$error":"#N/A"},{"$error":"#N/A"},{"$error":"#N/A"},{"$error":"#N/A"},{"$error":"#N/A"},{"$error":"#N/A"},{"$error":"#N/A"},{"$error":"#N/A"},{"$error":"#N/A"},{"$error":"#N/A"},{"$error":"#N/A"},{"$error":"#N/A"},{"$error":"#N/A"},{"$error":"#N/A"},{"$error":"#N/A"},{"$error":"#N/A"},{"$error":"#N/A"},{"$error":"#N/A"},{"$error":"#N/A"},{"$error":"#N/A"},{"$error":"#N/A"},{"$error":"#N/A"},{"$error":"#N/A"},{"$error":"#N/A"},{"$error":"#N/A"},{"$error":"#N/A"},{"$error":"#N/A"},{"$error":"#N/A"},{"$error":"#N/A"},{"$error":"#N/A"},{"$error":"#N/A"},{"$error":"#N/A"},{"$error":"#N/A"},{"$error":"#N/A"},{"$error":"#N/A"},{"$error":"#N/A"},{"$error":"#N/A"},{"$error":"#N/A"},{"$error":"#N/A"},{"$error":"#N/A"},{"$error":"#N/A"},{"$error":"#N/A"},{"$error":"#N/A"},{"$error":"#N/A"},{"$error":"#N/A"},{"$error":"#N/A"},{"$error":"#N/A"},{"$error":"#N/A"},{"$error":"#N/A"},{"$error":"#N/A"},{"$error":"#N/A"},{"$error":"#N/A"},{"$error":"#N/A"},{"$error":"#N/A"},{"$error":"#N/A"},{"$error":"#N/A"},{"$error":"#N/A"},{"$error":"#N/A"},{"$error":"#N/A"},{"$error":"#N/A"},{"$error":"#N/A"},{"$error":"#N/A"},{"$error":"#N/A"},{"$error":"#N/A"},{"$error":"#N/A"},{"$error":"#N/A"},{"$error":"#N/A"},{"$error":"#N/A"},{"$error":"#N/A"},{"$error":"#N/A"},{"$error":"#N/A"},{"$error":"#N/A"},{"$error":"#N/A"},{"$error":"#N/A"},{"$error":"#N/A"},{"$error":"#N/A"},{"$error":"#N/A"},{"$error":"#N/A"},{"$error":"#N/A"},{"$error":"#N/A"},{"$error":"#N/A"},{"$error":"#N/A"},{"$error":"#N/A"},{"$error":"#N/A"},{"$error":"#N/A"},{"$error":"#N/A"},{"$error":"#N/A"},{"$error":"#N/A"},{"$error":"#N/A"},{"$error":"#N/A"},{"$error":"#N/A"},{"$error":"#N/A"},{"$error":"#N/A"},{"$error":"#N/A"},{"$error":"#N/A"},{"$error":"#N/A"},{"$error":"#N/A"},{"$error":"#N/A"},{"$error":"#N/A"},{"$error":"#N/A"},{"$error":"#N/A"},{"$error":"#N/A"},{"$error":"#N/A"},{"$error":"#N/A"},{"$error":"#N/A"},{"$error":"#N/A"},{"$error":"#N/A"},{"$error":"#N/A"},{"$error":"#N/A"},{"$error":"#N/A"},{"$error":"#N/A"},{"$error":"#N/A"}]
[null,"Roof Catchment Area Contributing to the Harvesting System:",null,null,null,null,null,null,null,null,null,"SF",null,null,null,null,null,null,null,null,null,null,"Round D:",{"$f":"ROUNDDOWN(Z30,1)","v":0},{"$f":"X12","v":0},{"$f":"IF(Y9=6,121,HLOOKUP(Y9,BB58:FR59,2,TRUE))","v":2},null,null,null,null,null,null,null,null,null,null,null,null,null,null,null,null,null,null,null,null,null,null,null,null,null,{"$f":"VLOOKUP($AL$2,$AL$4:$AU$8,9,FALSE)","v":{"$error":"#N/A"}},80,{"$error":"#N/A"},{"$error":"#N/A"},{"$error":"#N/A"},{"$error":"#N/A"},{"$error":"#N/A"},{"$error":"#N/A"},{"$error":"#N/A"},{"$error":"#N/A"},{"$error":"#N/A"},{"$error":"#N/A"},{"$error":"#N/A"},{"$error":"#N/A"},{"$error":"#N/A"},{"$error":"#N/A"},{"$error":"#N/A"},{"$error":"#N/A"},{"$error":"#N/A"},{"$error":"#N/A"},{"$error":"#N/A"},{"$error":"#N/A"},{"$error":"#N/A"},{"$error":"#N/A"},{"$error":"#N/A"},{"$error":"#N/A"},{"$error":"#N/A"},{"$error":"#N/A"},{"$error":"#N/A"},{"$error":"#N/A"},{"$error":"#N/A"},{"$error":"#N/A"},{"$error":"#N/A"},{"$error":"#N/A"},{"$error":"#N/A"},{"$error":"#N/A"},{"$error":"#N/A"},{"$error":"#N/A"},{"$error":"#N/A"},{"$error":"#N/A"},{"$error":"#N/A"},{"$error":"#N/A"},{"$error":"#N/A"},{"$error":"#N/A"},{"$error":"#N/A"},{"$error":"#N/A"},{"$error":"#N/A"},{"$error":"#N/A"},{"$error":"#N/A"},{"$error":"#N/A"},{"$error":"#N/A"},{"$error":"#N/A"},{"$error":"#N/A"},{"$error":"#N/A"},{"$error":"#N/A"},{"$error":"#N/A"},{"$error":"#N/A"},{"$error":"#N/A"},{"$error":"#N/A"},{"$error":"#N/A"},{"$error":"#N/A"},{"$error":"#N/A"},{"$error":"#N/A"},{"$error":"#N/A"},{"$error":"#N/A"},{"$error":"#N/A"},{"$error":"#N/A"},{"$error":"#N/A"},{"$error":"#N/A"},{"$error":"#N/A"},{"$error":"#N/A"},{"$error":"#N/A"},{"$error":"#N/A"},{"$error":"#N/A"},{"$error":"#N/A"},{"$error":"#N/A"},{"$error":"#N/A"},{"$error":"#N/A"},{"$error":"#N/A"},{"$error":"#N/A"},{"$error":"#N/A"},{"$error":"#N/A"},{"$error":"#N/A"},{"$error":"#N/A"},{"$error":"#N/A"},{"$error":"#N/A"},{"$error":"#N/A"},{"$error":"#N/A"},{"$error":"#N/A"},{"$error":"#N/A"},{"$error":"#N/A"},{"$error":"#N/A"},{"$error":"#N/A"},{"$error":"#N/A"},{"$error":"#N/A"},{"$error":"#N/A"},{"$error":"#N/A"},{"$error":"#N/A"},{"$error":"#N/A"},{"$error":"#N/A"},{"$error":"#N/A"},{"$error":"#N/A"},{"$error":"#N/A"},{"$error":"#N/A"},{"$error":"#N/A"},{"$error":"#N/A"},{"$error":"#N/A"},{"$error":"#N/A"},{"$error":"#N/A"},{"$error":"#N/A"},{"$error":"#N/A"},{"$error":"#N/A"},{"$error":"#N/A"},{"$error":"#N/A"},{"$error":"#N/A"},{"$error":"#N/A"},{"$error":"#N/A"},{"$error":"#N/A"},{"$error":"#N/A"},{"$error":"#N/A"},{"$error":"#N/A"},{"$error":"#N/A"},{"$error":"#N/A"}]
[null,"Total Green Area Available for Irrigation:",null,null,null,null,null,null,null,null,null,"SF",null,null,null,null,null,null,null,null,null,null,"Round U:",{"$f":"X9+0.05","v":0.05},{"$f":"Y12","v":0.05},{"$f":"Z9+1","v":3},null,null,null,null,null,null,null,null,null,null,null,null,null,null,null,null,null,null,null,null,null,null,null,null,null,{"$f":"VLOOKUP($AL$2,$AL$4:$AU$8,10,FALSE)","v":{"$error":"#N/A"}},90,{"$error":"#N/A"},{"$error":"#N/A"},{"$error":"#N/A"},{"$error":"#N/A"},{"$error":"#N/A"},{"$error":"#N/A"},{"$error":"#N/A"},{"$error":"#N/A"},{"$error":"#N/A"},{"$error":"#N/A"},{"$error":"#N/A"},{"$error":"#N/A"},{"$error":"#N/A"},{"$error":"#N/A"},{"$error":"#N/A"},{"$error":"#N/A"},{"$error":"#N/A"},{"$error":"#N/A"},{"$error":"#N/A"},{"$error":"#N/A"},{"$error":"#N/A"},{"$error":"#N/A"},{"$error":"#N/A"},{"$error":"#N/A"},{"$error":"#N/A"},{"$error":"#N/A"},{"$error":"#N/A"},{"$error":"#N/A"},{"$error":"#N/A"},{"$error":"#N/A"},{"$error":"#N/A"},{"$error":"#N/A"},{"$error":"#N/A"},{"$error":"#N/A"},{"$error":"#N/A"},{"$error":"#N/A"},{"$error":"#N/A"},{"$error":"#N/A"},{"$error":"#N/A"},{"$error":"#N/A"},{"$error":"#N/A"},{"$error":"#N/A"},{"$error":"#N/A"},{"$error":"#N/A"},{"$error":"#N/A"},{"$error":"#N/A"},{"$error":"#N/A"},{"$error":"#N/A"},{"$error":"#N/A"},{"$error":"#N/A"},{"$error":"#N/A"},{"$error":"#N/A"},{"$error":"#N/A"},{"$error":"#N/A"},{"$error":"#N/A"},{"$error":"#N/A"},{"$error":"#N/A"},{"$error":"#N/A"},{"$error":"#N/A"},{"$error":"#N/A"},{"$error":"#N/A"},{"$error":"#N/A"},{"$error":"#N/A"},{"$error":"#N/A"},{"$error":"#N/A"},{"$error":"#N/A"},{"$error":"#N/A"},{"$error":"#N/A"},{"$error":"#N/A"},{"$error":"#N/A"},{"$error":"#N/A"},{"$error":"#N/A"},{"$error":"#N/A"},{"$error":"#N/A"},{"$error":"#N/A"},{"$error":"#N/A"},{"$error":"#N/A"},{"$error":"#N/A"},{"$error":"#N/A"},{"$error":"#N/A"},{"$error":"#N/A"},{"$error":"#N/A"},{"$error":"#N/A"},{"$error":"#N/A"},{"$error":"#N/A"},{"$error":"#N/A"},{"$error":"#N/A"},{"$error":"#N/A"},{"$error":"#N/A"},{"$error":"#N/A"},{"$error":"#N/A"},{"$error":"#N/A"},{"$error":"#N/A"},{"$error":"#N/A"},{"$error":"#N/A"},{"$error":"#N/A"},{"$error":"#N/A"},{"$error":"#N/A"},{"$error":"#N/A"},{"$error":"#N/A"},{"$error":"#N/A"},{"$error":"#N/A"},{"$error":"#N/A"},{"$error":"#N/A"},{"$error":"#N/A"},{"$error":"#N/A"},{"$error":"#N/A"},{"$error":"#N/A"},{"$error":"#N/A"},{"$error":"#N/A"},{"$error":"#N/A"},{"$error":"#N/A"},{"$error":"#N/A"},{"$error":"#N/A"},{"$error":"#N/A"},{"$error":"#N/A"},{"$error":"#N/A"},{"$error":"#N/A"},{"$error":"#N/A"},{"$error":"#N/A"},{"$error":"#N/A"}]
[null,null,null,null,null,null,null,null,null,null,null,null,null,null,null,null,null,null,null,null,null,null,"Difference:",{"$f":"X8-X9","v":0}]
[null,null,null,null,null,null,null,"CLICK ON CELL BELOW TO SELECT",null,null,null,null,null,null,null,null,null,null,null,null,null,null,null,{"$f":"IF(X9=6,5.95,IF(X11<0.05,X9,X9+0.05))","v":0},{"$f":"X12+0.05","v":0.05},null,null,null,{"$f":"X12","v":0},null,null,{"$f":"Y12","v":0.05},null,null,{"$f":"IF($H$16=\"SOLVE FOR HARVEST RATE\",0,AI25)","v":{"$error":"#N/A"}},null,null,"Zone 1",null,null,null,null,null,null,null,null,null,null,null,null,null,null,"X =",0,0.05,0.1,0.15,0.2,0.25,0.3,0.35,0.4,0.45,0.5,0.55000000000000004,0.6,0.65,0.7,0.75,0.8,0.85,0.9,0.95,1,1.05,1.1000000000000001,1.1499999999999999,1.2,1.25,1.3,1.35,1.4,1.45,1.5,1.55,1.6,1.65,1.7,1.75,1.8,1.85,1.9,1.95,2,2.0499999999999998,2.1,2.15,2.2000000000000002,2.25,2.2999999999999998,2.35,2.4,2.4500000000000002,2.5,2.5499999999999998,2.6,2.65,2.7,2.75,2.8,2.85,2.9,2.95,3,3.05,3.1,3.15,3.2,3.25,3.3,3.35,3.4,3.45,3.5,3.55,3.6,3.65,3.7,3.75,3.8,3.85,3.9,3.95,4,4.05,4.0999999999999996,4.1500000000000004,4.2,4.25,4.3,4.3499999999999996,4.4000000000000004,4.45,4.5,4.55,4.5999999999999996,4.6500000000000004,4.7,4.75,4.8,4.8499999999999996,4.9000000000000004,4.95,5,5.05,5.0999999999999996,5.15,5.2,5.25,5.3,5.35,5.4,5.45,5.5,5.55,5.6,5.65,5.7,5.75,5.8,5.85,5.9,5.95,6]
[null,"Select Roof Type:",null,null,null,null,null,null,null,null,null,null,null,null,null,null,null,null,null,null,null,null,20,{"$f":"VLOOKUP(W13,$BA$2:$FR$10,$Z$9,FALSE)","v":{"$error":"#N/A"}},{"$f":"VLOOKUP(W13,$BA$2:$FR$10,$Z$10,FALSE)","v":{"$error":"#N/A"}},null,null,{"$f":"X13","v":{"$error":"#N/A"}},{"$f":"W13","v":20},{"$f":"AB13","v":{"$error":"#N/A"}},{"$f":"Y13","v":{"$error":"#N/A"}},{"$f":"AC13","v":20},{"$f":"AE13","v":{"$error":"#N/A"}},null,null,null,null,0.2,"R","=",null,"+",8.9999999999999993E-3,"-",5.6800000000000003E-2,"+",0.1275,"-",0.122,"+",8.5999999999999993E-2,1,20,null,null,null,null,null,{"$f":"(($AO13*(BG$12^5))+($AQ13*(BG$12^4))-($AS13*(BG$12^3))+($AU13*(BG$12^2))-($AW13*(BG$12^1))+($AY13))","v":6.2616406249999992E-2},5.9414299999999989E-2,5.6618506249999999E-2,5.4195199999999992E-2,5.2111906249999992E-2,5.0337499999999993E-2,4.8842206249999992E-2,4.759759999999999E-2,4.6576606249999999E-2,4.5753500000000003E-2,4.5103906249999992E-2,4.46048E-2,4.4234506249999979E-2,4.3972700000000003E-2,4.3800406250000007E-2,4.3699999999999989E-2,4.3655206250000009E-2,{"$f":"(($AO13*(BX$12^5))+($AQ13*(BX$12^4))-($AS13*(BX$12^3))+($AU13*(BX$12^2))-($AW13*(BX$12^1))+($AY13))","v":4.3651099999999984E-2},4.3674106250000011E-2,4.3711999999999973E-2,4.3753906249999988E-2,4.379029999999999E-2,4.3813006250000008E-2,4.3815199999999999E-2,4.3791406249999998E-2,4.3737499999999985E-2,4.3650706250000004E-2,4.3529600000000002E-2,4.3374106249999961E-2,4.3185499999999932E-2,4.2966406249999978E-2,4.2720800000000003E-2,4.2999999999999997E-2,4.2999999999999997E-2,4.2999999999999997E-2,4.2999999999999997E-2,4.2999999999999997E-2,4.2999999999999997E-2,4.2999999999999997E-2,4.2999999999999997E-2,4.2999999999999997E-2,4.2999999999999997E-2,4.2999999999999997E-2,4.2999999999999997E-2,4.2999999999999997E-2,4.2999999999999997E-2,4.2999999999999997E-2,4.2999999999999997E-2,4.2999999999999997E-2,4.2999999999999997E-2,4.2999999999999997E-2,4.2999999999999997E-2,4.2999999999999997E-2,4.2999999999999997E-2,4.2999999999999997E-2,4.2999999999999997E-2,4.2999999999999997E-2,4.2999999999999997E-2,4.2999999999999997E-2,4.2999999999999997E-2,4.2999999999999997E-2,4.2999999999999997E-2,4.2999999999999997E-2,4.2999999999999997E-2,4.2999999999999997E-2,4.2999999999999997E-2,4.2999999999999997E-2,4.2999999999999997E-2,4.2999999999999997E-2,4.2999999999999997E-2,4.2999999999999997E-2,4.2999999999999997E-2,4.2999999999999997E-2,4.2999999999999997E-2,4.2999999999999997E-2,4.2999999999999997E-2,4.2999999999999997E-2,4.2999999999999997E-2,4.2999999999999997E-2,4.2999999999999997E-2,4.2999999999999997E-2,4.2999999999999997E-2,4.2999999999999997E-2,4.2999999999999997E-2,4.2999999999999997E-2,4.2999999999999997E-2,4.2999999999999997E-2,4.2999999999999997E-2,4.2999999999999997E-2,4.2999999999999997E-2,4.2999999999999997E-2,4.2999999999999997E-2,4.2999999999999997E-2,4.2999999999999997E-2,4.2999999999999997E-2,4.2999999999999997E-2,4.2999999999999997E-2,4.2999999999999997E-2,4.2999999999999997E-2,4.2999999999999997E-2,4.2999999999999997E-2,4.2999999999999997E-2,4.2999999999999997E-2,4.2999999999999997E-2,4.2999999999999997E-2,4.2999999999999997E-2,4.2999999999999997E-2,4.2999999999999997E-2,4.2999999999999997E-2,4.2999999999999997E-2,4.2999999999999997E-2,4.2999999999999997E-2,4.2999999999999997E-2,4.2999999999999997E-2,4.2999999999999997E-2,4.2999999999999997E-2]
[null,null,null,null,null,null,null,null,null,null,null,null,null,null,null,null,null,null,null,null,null,null,30,{"$f":"VLOOKUP(W14,$BA$2:$FR$10,$Z$9,FALSE)","v":{"$error":"#N/A"}},{"$error":"#N/A"},null,null,{"$f":"X14","v":{"$error":"#N/A"}},{"$f":"W14","v":30},{"$f":"AB14","v":{"$error":"#N/A"}},{"$f":"Y14","v":{"$error":"#N/A"}},{"$f":"AC14","v":30},{"$f":"AE14","v":{"$error":"#N/A"}},null,null,null,null,0.3,"R","=",null,"+",5.0000000000000001E-3,"-",3.8899999999999997E-2,"+",0.1089,"-",0.13109999999999999,"+",0.1153,2,30,null,null,null,null,null,{"$f":"(($AO14*(BG$12^5))+($AQ14*(BG$12^4))-($AS14*(BG$12^3))+($AU14*(BG$12^2))-($AW14*(BG$12^1))+($AY14))","v":8.8742968749999998E-2},8.4761200000000009E-2,8.1162443750000007E-2,7.7922400000000003E-2,7.5017518750000012E-2,7.2425000000000003E-2,7.0122793749999995E-2,6.80896E-2,6.6304868749999996E-2,6.4748800000000009E-2,6.3402343750000006E-2,{"$f":"(($AO14*(BR$12^5))+($AQ14*(BR$12^4))-($AS14*(BR$12^3))+($AU14*(BR$12^2))-($AW14*(BR$12^1))+($AY14))","v":6.2247200000000003E-2},6.1265818750000006E-2,6.0441400000000006E-2,5.9757893749999999E-2,5.9200000000000003E-2,5.8753168750000001E-2,5.8403600000000014E-2,5.8138243749999999E-2,5.7944800000000005E-2,5.7811718750000018E-2,5.7728199999999993E-2,5.7684193750000001E-2,5.7670400000000024E-2,5.7678268750000053E-2,5.7700000000000015E-2,5.7728543750000014E-2,5.7757600000000034E-2,5.7781618749999972E-2,5.7795800000000022E-2,5.7796093750000041E-2,5.7779200000000044E-2,5.7742568750000042E-2,{"$f":"(($AO14*(CN$12^5))+($AQ14*(CN$12^4))-($AS14*(CN$12^3))+($AU14*(CN$12^2))-($AW14*(CN$12^1))+($AY14))","v":5.7684400000000011E-2},5.7603643749999975E-2,5.7500000000000037E-2,5.7373918750000016E-2,5.7226600000000002E-2,5.7059993750000024E-2,5.6876799999999991E-2,5.6680468750000032E-2,5.6475199999999989E-2,5.6265943750000033E-2,5.605840000000005E-2,5.6000000000000001E-2,5.6000000000000001E-2,5.6000000000000001E-2,5.6000000000000001E-2,5.6000000000000001E-2,5.6000000000000001E-2,5.6000000000000001E-2,5.6000000000000001E-2,5.6000000000000001E-2,5.6000000000000001E-2,5.6000000000000001E-2,5.6000000000000001E-2,5.6000000000000001E-2,5.6000000000000001E-2,5.6000000000000001E-2,5.6000000000000001E-2,5.6000000000000001E-2,5.6000000000000001E-2,5.6000000000000001E-2,5.6000000000000001E-2,5.6000000000000001E-2,5.6000000000000001E-2,5.6000000000000001E-2,5.6000000000000001E-2,5.6000000000000001E-2,5.6000000000000001E-2,5.6000000000000001E-2,5.6000000000000001E-2,5.6000000000000001E-2,5.6000000000000001E-2,5.6000000000000001E-2,5.6000000000000001E-2,5.6000000000000001E-2,5.6000000000000001E-2,5.6000000000000001E-2,5.6000000000000001E-2,5.6000000000000001E-2,5.6000000000000001E-2,5.6000000000000001E-2,5.6000000000000001E-2,5.6000000000000001E-2,5.6000000000000001E-2,5.6000000000000001E-2,5.6000000000000001E-2,5.6000000000000001E-2,5.6000000000000001E-2,5.6000000000000001E-2,5.6000000000000001E-2,5.6000000000000001E-2,5.6000000000000001E-2,5.6000000000000001E-2,5.6000000000000001E-2,5.6000000000000001E-2,5.6000000000000001E-2,5.6000000000000001E-2,5.6000000000000001E-2,5.6000000000000001E-2,5.6000000000000001E-2,5.6000000000000001E-2,5.6000000000000001E-2,5.6000000000000001E-2,5.6000000000000001E-2,5.6000000000000001E-2,5.6000000000000001E-2,5.6000000000000001E-2,5.6000000000000001E-2,5.6000000000000001E-2,5.6000000000000001E-2,5.6000000000000001E-2,5.6000000000000001E-2,5.6000000000000001E-2,5.6000000000000001E-2]
[null,null,null,null,null,null,null,"CLICK ON CELL BELOW TO SELECT",null,null,null,null,null,null,null,null,null,null,null,null,null,null,40,{"$error":"#N/A"},{"$error":"#N/A"},null,null,{"$error":"#N/A"},40,{"$error":"#N/A"},{"$error":"#N/A"},40,{"$error":"#N/A"},null,null,null,null,0.4,"R","=",null,"+",3.47E-3,"-",3.1649999999999998E-2,"+",0.10444000000000001,"-",0.14959,"+",0.15115000000000001,3,40,null,null,null,null,null,0.11979902343750001,0.114846157,0.11028247793750001,0.10608763200000002,0.10224178543750001,9.8725625000000011E-2,9.5520357937500008E-2,9.2607712000000009E-2,8.9969935437500009E-2,8.7589796999999997E-2,8.5450585937500018E-2,8.3536112000000023E-2,8.1830705437499998E-2,8.0319217000000026E-2,7.8987017937500015E-2,7.7820000000000014E-2,7.6804575437500022E-2,7.5927677000000027E-2,7.5176757937500019E-2,7.4539791999999994E-2,7.4005273437500019E-2,7.3562217000000027E-2,7.3200157937500038E-2,7.2909152000000005E-2,7.267977543750001E-2,7.2503125000000002E-2,7.2370817937500054E-2,7.2274992000000066E-2,7.2208305437499981E-2,7.2163937000000011E-2,7.2135585937499969E-2,7.2117472000000071E-2,7.21043354375E-2,7.2091437000000036E-2,7.2074557937500061E-2,7.2050000000000058E-2,7.2014585437500056E-2,7.1965657000000016E-2,7.1901077937500057E-2,7.1819232000000066E-2,7.1719023437500085E-2,7.1599877000000089E-2,7.1461737937500103E-2,7.1305071999999969E-2,7.1130865437500135E-2,7.094062500000009E-2,7.073637793750015E-2,7.0520672000000062E-2,7.0296575437500231E-2,{"$f":"(($AO15*(DD$12^5))+($AQ15*(DD$12^4))-($AS15*(DD$12^3))+($AU15*(DD$12^2))-($AW15*(DD$12^1))+($AY15))","v":7.0067677000000217E-2},6.9838085937500072E-2,6.9612432000000113E-2,6.9395865437500037E-2,6.9194057000000087E-2,6.9013197937500048E-2,6.8860000000000032E-2,6.8000000000000005E-2,6.8000000000000005E-2,6.8000000000000005E-2,6.8000000000000005E-2,6.8000000000000005E-2,6.8000000000000005E-2,6.8000000000000005E-2,6.8000000000000005E-2,6.8000000000000005E-2,6.8000000000000005E-2,6.8000000000000005E-2,6.8000000000000005E-2,6.8000000000000005E-2,6.8000000000000005E-2,6.8000000000000005E-2,6.8000000000000005E-2,6.8000000000000005E-2,6.8000000000000005E-2,6.8000000000000005E-2,6.8000000000000005E-2,6.8000000000000005E-2,6.8000000000000005E-2,6.8000000000000005E-2,6.8000000000000005E-2,6.8000000000000005E-2,6.8000000000000005E-2,6.8000000000000005E-2,6.8000000000000005E-2,6.8000000000000005E-2,6.8000000000000005E-2,6.8000000000000005E-2,6.8000000000000005E-2,6.8000000000000005E-2,6.8000000000000005E-2,6.8000000000000005E-2,6.8000000000000005E-2,6.8000000000000005E-2,6.8000000000000005E-2,6.8000000000000005E-2,6.8000000000000005E-2,6.8000000000000005E-2,6.8000000000000005E-2,6.8000000000000005E-2,6.8000000000000005E-2,6.8000000000000005E-2,6.8000000000000005E-2,6.8000000000000005E-2,6.8000000000000005E-2,6.8000000000000005E-2,6.8000000000000005E-2,6.8000000000000005E-2,6.8000000000000005E-2,6.8000000000000005E-2,6.8000000000000005E-2,6.8000000000000005E-2,6.8000000000000005E-2,6.8000000000000005E-2,6.8000000000000005E-2,6.8000000000000005E-2,6.8000000000000005E-2]
[null,"Solving for:",null,null,null,null,null,null,null,null,null,null,null,null,null,null,null,null,null,null,null,null,50,{"$error":"#N/A"},{"$error":"#N/A"},null,null,{"$error":"#N/A"},50,{"$error":"#N/A"},{"$error":"#N/A"},50,{"$error":"#N/A"},null,null,null,null,0.5,"R","=",-2.4000000000000001E-4,"+",4.3670000000000002E-3,"-",3.0124000000000001E-2,"+",9.8468E-2,"-",0.155195,"+",0.19129199999999999,4,50,null,null,null,null,null,{"$f":"(($AO16*(BG$12^5))+($AQ16*(BG$12^4))-($AS16*(BG$12^3))+($AU16*(BG$12^2))-($AW16*(BG$12^1))+($AY16))","v":0.15819363671874997},0.15281706149999999,0.14780878526874999,0.14315028159999998,0.13882361611874999,0.13481143749999999,0.13109696846874999,0.12766399680000001,0.12449686631874998,0.12158046789999999,0.11890023046874998,0.11644211199999999,0.11419259051875,0.11213865509999998,0.11026779686875,0.108568,0.10702773271874999,0.10563593829999998,0.10438202606875002,0.1032558624,0.10224776171875,0.10134847749999999,0.10054919326874998,9.9841513599999959E-2,9.9217455118749992E-2,9.8669437499999985E-2,9.8190274468750005E-2,9.7773164800000006E-2,9.7411683318749942E-2,9.7099771899999993E-2,9.6831730468750016E-2,9.6602207999999995E-2,9.6406193518749961E-2,9.6239007100000024E-2,9.6096290868749962E-2,9.5973999999999976E-2,9.5868393718750028E-2,9.5776026299999956E-2,9.5693738068750006E-2,9.5618646399999924E-2,9.5548136718750037E-2,9.5479853500000017E-2,9.5411691268750015E-2,9.5341785599999979E-2,9.5268504118750069E-2,9.5190437499999975E-2,9.5106390468749996E-2,9.501537279999997E-2,9.4916590318750022E-2,9.4809435899999933E-2,9.4693480468750063E-2,9.4568463999999935E-2,9.4434286518749994E-2,9.4290999099999967E-2,9.4138794868749903E-2,9.3977999999999978E-2,9.3809064718750029E-2,9.3632554300000087E-2,9.3449140068749909E-2,9.3259590400000009E-2,9.3064761718749972E-2,9.2865589499999762E-2,9.2663079268749698E-2,9.2458297599999989E-2,9.2252363118750041E-2,{"$f":"(($AO16*(DT$12^5))+($AQ16*(DT$12^4))-($AS16*(DT$12^3))+($AU16*(DT$12^2))-($AW16*(DT$12^1))+($AY16))","v":9.204643750000005E-2},9.1841716468750029E-2,9.1639420799999954E-2,9.1440787318749911E-2,9.1247059899999788E-2,9.105948046874987E-2,9.0879280000000312E-2,9.0707669518749839E-2,9.0545831099999891E-2,9.0394908868749985E-2,9.0255999999999975E-2,0.09,0.09,0.09,0.09,0.09,0.09,0.09,0.09,0.09,0.09,0.09,0.09,0.09,0.09,0.09,0.09,0.09,0.09,0.09,0.09,0.09,0.09,0.09,0.09,0.09,0.09,0.09,0.09,0.09,0.09,0.09,0.09,0.09,0.09,0.09,0.09,0.09,0.09,0.09,0.09]
[null,null,null,null,null,null,null,null,null,null,null,null,"Rate-Efficiency-Volume curves show the relationship between the use rate, average use efficiency and storage volume provided by the pond. Red triangle displayed on the chart represents system sized by the specified input.",null,null,null,null,null,null,null,null,null,60,{"$error":"#N/A"},{"$error":"#N/A"},null,null,{"$error":"#N/A"},60,{"$error":"#N/A"},{"$error":"#N/A"},60,{"$error":"#N/A"},null,null,null,null,0.6,"R","=",-4.0000000000000002E-4,"+",6.5199999999999998E-3,"-",4.4400000000000002E-2,"+",0.14560000000000001,"-",0.2399,"+",0.28870000000000001,5,60,null,null,null,null,null,{"$f":"(($AO17*(BG$12^5))+($AQ17*(BG$12^4))-($AS17*(BG$12^3))+($AU17*(BG$12^2))-($AW17*(BG$12^1))+($AY17))","v":0.23715632812500001},0.22868704000000001,0.22076308987500001,0.21335721600000002,0.206443029625,0.19999500000000001,0.19398843937500002,0.18839948800000003,0.18320509912499999,0.178383024,0.17391179687500002,0.16977072000000001,0.16593984862500002,0.162399976,0.15913261837500001,{"$f":"(($AO17*(BV$12^5))+($AQ17*(BV$12^4))-($AS17*(BV$12^3))+($AU17*(BV$12^2))-($AW17*(BV$12^1))+($AY17))","v":0.15612000000000001},0.15334503812499997,0.150791328,0.14844312787500002,0.14628534400000004,0.14430351562500002,0.14248379999999999,0.14081295737500002,0.139278336,0.13786785712500005,0.13657,0.13537378687500001,0.13426876800000001,0.133245006625,0.13229306400000007,0.131403984375,0.13056928000000001,0.12978091612500009,0.12903129600000002,0.12831324587500004,0.12762000000000001,0.12694518562500001,0.12628280799999986,0.12562723537500003,0.12497318399999996,0.12431570312500001,0.12365016000000001,0.12297222487499998,0.12227785599999996,0.12156328462500005,0.12082500000000007,0.12005973437499989,0.11926444799999986,0.11843631412500005,0.11757270400000003,0.11667117187499992,0.11700000000000001,0.11600000000000001,0.11600000000000001,0.115,0.115,0.114,0.114,0.114,0.113,0.113,0.113,0.112,0.112,0.112,0.111,0.111,0.111,0.111,0.111,0.111,0.111,0.111,0.111,0.111,0.111,0.111,0.111,0.111,0.111,0.111,0.111,0.111,0.111,0.111,0.111,0.111,0.111,0.111,0.111,0.111,0.111,0.111,0.111,0.111,0.111,0.111,0.111,0.111,0.111,0.111,0.111,0.111,0.111,0.111,0.111,0.111,0.111,0.111,0.111,0.111,0.111,0.111,0.111,0.111,0.111]
[null,"Available Harvest Volume:",null,null,null,null,null,null,null,null,null,"GAL",null,null,null,null,null,null,null,null,null,null,70,{"$error":"#N/A"},{"$error":"#N/A"},null,null,{"$error":"#N/A"},70,{"$error":"#N/A"},{"$error":"#N/A"},70,{"$error":"#N/A"},null,null,null,null,0.7,"R","=",null,"+",3.8499999999999998E-4,"-",7.6E-3,"+",5.5199999999999999E-2,"-",0.17810000000000001,"+",0.35510000000000003,6,70,null,null,null,null,null,{"$f":"(($AO18*(BG$12^5))+($AQ18*(BG$12^4))-($AS18*(BG$12^3))+($AU18*(BG$12^2))-($AW18*(BG$12^1))+($AY18))","v":0.31390775390625003},0.30643591850000002,0.29920692740625005,0.29221545599999998,0.28545623740625004,0.27892406250000001,0.27261377990625002,0.26652029600000005,0.26063857490625003,0.25496363850000003,0.24949056640625003,0.244214496,0.23913062240625002,0.23423419850000002,0.22952053490625002,0.22498500000000002,0.22062301990625002,0.21643007850000001,0.21240171740625002,0.20853353600000002,0.20482119140624999,0.20126039850000002,0.19784692990625,0.19457661600000001,0.19144534490625004,0.18844906250000004,0.18558377240625004,0.182845536,0.18023047240625001,0.17773475850000003,0.17535462890625,0.17308637599999999,0.17092634990625,0.1688709585,0.16691666740625,0.16506000000000001,0.16329753740625003,0.16162591850000002,0.16004183990625004,0.15854205599999999,0.15712337890625,0.15578267849999999,0.15451688240625003,0.153322976,0.15219800240625003,0.15113906249999998,0.15014331490625005,0.14920797600000002,0.14833031990625001,0.14750767849999996,0.14673744140625,0.14601705599999998,0.14534402740625002,0.14471591849999998,0.14413034990625001,0.14358500000000002,0.14307760490624993,0.14260595850000007,0.14216791240624993,0.14176137599999999,0.14138431640624999,0.14103475849999991,0.14071078490624994,0.14041053599999997,0.14013220990625008,{"$f":"(($AO18*(DT$12^5))+($AQ18*(DT$12^4))-($AS18*(DT$12^3))+($AU18*(DT$12^2))-($AW18*(DT$12^1))+($AY18))","v":0.13987406250000001},0.13963440740624994,0.13941161599999996,0.13920411740625005,0.13901039849999997,0.13882900390625003,0.13865853599999994,0.13849765490624993,0.13834507849999989,0.13819958240625002,0.13805999999999996,0.1379252224062501,0.13779419850000002,0.13766593490625006,0.13753949599999998,0.13741400390624997,0.13728863850000012,0.13716263740624995,0.13703529599999992,0.13690596740625011,0.13677406249999996,0.13663904990624992,0.13650045599999988,0.13635786490624974,0.13621091850000006,0.13605931640624996,0.13590281599999993,0.13574123240624997,0.13557443850000012,0.13540236490624996,0.13522499999999987,0.13504238990625,0.13485463850000007,0.13466190740625011,0.13446441599999998,0.13426244140624993,0.13405631850000005,0.13384643990624995,0.13363325599999992,0.13341727490624983,0.13319906249999985,0.13297924240625009,0.13275849599999995,0.13253756240624998,0.13231723849999982,0.13209837890625004,0.13188189599999994,0.13166875990624988,0.13145999850000006,0.13125669740625018,0.13106000000000001]
[null,{"$f":"IF(ISERROR(VLOOKUP($H$16,$W$31:$Z$33,4,FALSE))=TRUE,\"\",(VLOOKUP($H$16,$W$31:$Z$33,4,FALSE)))","v":""},null,null,null,null,null,null,null,null,null,null,null,null,null,null,null,null,null,null,null,null,80,{"$error":"#N/A"},{"$error":"#N/A"},null,null,{"$error":"#N/A"},80,{"$error":"#N/A"},{"$error":"#N/A"},80,{"$error":"#N/A"},null,null,null,null,0.8,"R","=",null,"+",4.2000000000000002E-4,"-",8.6E-3,"+",6.59E-2,"-",0.23269999999999999,"+",0.49519999999999997,7,80,null,null,null,null,null,{"$f":"(($AO19*(BG$12^5))+($AQ19*(BG$12^4))-($AS19*(BG$12^3))+($AU19*(BG$12^2))-($AW19*(BG$12^1))+($AY19))","v":0.441011015625},0.43109220199999998,0.421465327625,0.41212435199999997,0.40306329762499998,0.39427624999999999,0.38575735762499996,0.37750083199999995,0.36950094762499996,0.361752042,0.35424851562499998,0.34698483199999997,0.33995551762499998,0.33315516199999995,0.32657841762500001,0.32021999999999995,0.31407468762500002,0.30813732199999999,0.30240280762499999,0.29686611199999996,0.29152226562499994,0.28636636199999999,0.28139355762499996,0.276599072,0.27197818762500003,0.26752624999999997,0.26323866762500003,0.25911091200000003,0.25513851762499995,0.25131708199999997,0.24764226562499997,0.24410979199999994,0.24071544762499997,0.23745508199999998,0.23432460762499996,0.23131999999999997,0.22843729762499998,0.225672602,0.22302207762499998,0.22048195199999998,0.21804851562499999,0.21571812199999996,0.21348718762500002,0.21135219199999999,0.20930967762499997,0.20735624999999996,0.205488577625,0.20370339199999998,0.20199748762500008,0.20036772200000003,0.19881101562500003,0.19732435199999998,0.19590477762500003,0.19454940200000004,0.19325539762499999,0.19201999999999997,0.19084050762499999,0.18971428200000001,0.18863874762499999,0.18761139200000004,0.18662976562500005,0.18569148199999991,0.18479421762500009,0.18393571199999997,0.18311376762499998,0.18232624999999991,0.18157108762499996,0.18084627200000003,0.18014985762500002,0.17947996199999994,0.17883476562500011,0.1782125120000001,0.177611507625,0.17703012200000001,0.1764667876249999,0.17592000000000008,0.17538831762500029,0.17487036200000006,0.17436481762500022,0.17387043199999996,0.17338601562500011,0.17291044200000005,0.17244264762499995,0.17198163199999994,0.17152645762499996,0.17107625000000004,0.17063019762499998,0.17018755200000002,0.16974762762499995,0.16930980200000023,0.16887351562499997,0.16843827199999983,0.16800363762500015,0.16756924200000001,0.16713477762499995,0.16669999999999996,0.16626472762500011,0.16582884199999992,0.16539228762500013,0.16495507200000004,0.16451726562500035,0.16407900200000036,0.16364047762499989,0.16320195200000021,0.16276374762499979,0.16232625000000012,0.16188990762499988,0.16145523199999989,0.16102279762499971,0.16059324200000036,0.16016726562500005,0.15974563200000025,0.15932916762500027,0.15891876199999999,0.15851536762500029,0.15812000000000015]
[null,{"$f":"IF($E$16=\"SOLVE FOR HARVEST RATE\",\"Note: harvest efficiency is the average annual capture of runoff water not discharged.\",\"\")","v":""},null,null,null,null,null,null,null,null,null,null,null,null,null,null,null,null,null,null,null,null,90,{"$error":"#N/A"},{"$error":"#N/A"},null,null,{"$error":"#N/A"},90,{"$error":"#N/A"},{"$error":"#N/A"},90,{"$error":"#N/A"},null,null,null,null,0.9,"R","=",null,"+",2.0000000000000001E-4,"-",4.8349999999999999E-3,"+",4.7800000000000002E-2,"-",0.23219999999999999,"+",0.67100000000000004,8,90,null,null,null,null,null,{"$f":"(($AO20*(BG$12^5))+($AQ20*(BG$12^4))-($AS20*(BG$12^3))+($AU20*(BG$12^2))-($AW20*(BG$12^1))+($AY20))","v":0.61586273437500005},0.60551307500000007,0.59538120062500011,0.58546368000000004,0.575757111875,0.56625812500000006,0.55696337812500007,0.54786956000000009,0.53897338937500006,0.53027161500000008,0.5217610156250001,0.51343840000000007,0.50530060687500011,0.49734450500000005,0.48956699312500007,0.48196500000000009,0.47453548437500004,0.46727543500000002,0.46018187062500004,0.45325184000000007,0.44648242187500004,0.43987072500000002,0.43341388812500004,0.42710908000000003,0.42095349937500004,0.41494437500000003,0.40907896562500007,0.40335456000000003,0.39776847687500005,0.39231806500000005,0.38700070312500007,0.38181380000000004,0.37675479437500003,0.37182115500000007,0.36701038062500008,0.36232000000000009,0.35774757187500011,0.35329068500000005,0.3489469581250001,0.34471404,0.3405896093750001,0.33657137500000006,0.33265707562500008,0.32884448000000005,0.32513138687500009,0.32151562500000003,0.31799505312500009,0.31456756000000002,0.31123106437500014,0.30798351500000004,0.30482289062500012,0.3017472000000001,0.29875448187500009,0.2958428050000001,0.29301026812500008,0.29025500000000004,0.28757515937500011,0.28496893500000009,0.28243454562500014,0.27997024000000015,0.27757429687500018,0.27524502500000003,0.27298076312500014,0.27077988000000003,0.26864077437500022,0.26656187500000006,0.26454164062500019,0.26257856000000007,0.26067115187500012,0.25881796500000015,0.2570175781250002,0.25526860000000007,0.25356966937500014,0.25191945500000007,0.25031665562500016,0.2487600000000002,0.24724824687500013,0.2457801850000001,0.24435463312500028,0.24297044000000001,0.24162648437500012,0.24032167500000012,0.23905495062500015,0.23782528000000003,0.23663166187500018,0.23547312500000017,0.23434872812500018,0.2332575600000002,0.23219873937500002,0.23117141500000016,0.23017476562500017,0.22920800000000008,0.22827035687500019,0.22736110500000017,0.22647954312500018,0.22562500000000008,0.22479683437500009,0.22399443500000016,0.22321722062500016,0.22246463999999988,0.22173617187500017,0.22103132500000033,0.2203496381250003,0.21969068000000014,0.21905404937500028,0.21843937500000021,0.21784631562500034,0.21727456000000023,0.21672382687500025,0.21619386500000015,0.21568445312500029,0.21519540000000015,0.21472654437500027,0.21427775500000035,0.21384893062500065,0.21344000000000019]
[null,null,null,null,null,null,null,null,null,null,null,null,null,null,null,null,null,null,null,null,null,null,null,{"$f":"X12","v":0},{"$f":"Y12","v":0.05},null,null,null,{"$f":"$AC$12","v":0},null,null,{"$f":"$AF$12","v":0.05},null,null,{"$f":"$H$28","v":0},null,null,"Zone 2",null,null,null,null,null,null,null,null,null,null,null,null,null,9,"X =",0,0.05,0.1,0.15,0.2,0.25,0.3,0.35,0.4,0.45,0.5,0.55000000000000004,0.6,0.65,0.7,0.75,0.8,0.85,0.9,0.95,1,1.05,1.1000000000000001,1.1499999999999999,1.2,1.25,1.3,1.35,1.4,1.45,1.5,1.55,1.6,1.65,1.7,1.75,1.8,1.85,1.9,1.95,2,2.0499999999999998,2.1,2.15,2.2000000000000002,2.25,2.2999999999999998,2.35,2.4,2.4500000000000002,2.5,2.5499999999999998,2.6,2.65,2.7,2.75,2.8,2.85,2.9,2.95,3,3.05,3.1,3.15,3.2,3.25,3.3,3.35,3.4,3.45,3.5,3.55,3.6,3.65,3.7,3.75,3.8,3.85,3.9,3.95,4,4.05,4.0999999999999996,4.1500000000000004,4.2,4.25,4.3,4.3499999999999996,4.4000000000000004,4.45,4.5,4.55,4.5999999999999996,4.6500000000000004,4.7,4.75,4.8,4.8499999999999996,4.9000000000000004,4.95,5,5.05,5.0999999999999996,5.15,5.2,5.25,5.3,5.35,5.4,5.45,5.5,5.55,5.6,5.65,5.7,5.75,5.8,5.85,5.9,5.95,6]
[null,"Equivalent Impervious Area (EIA)",null,null,null,null,null,{"$f":"IF(ISERROR(IF($H$16=\"SELECT OUTPUT\",0,(($H$9*$Z$45)/43560)))=TRUE,\"\",(IF($H$16=\"SELECT OUTPUT\",0,(($H$9*$Z$45)/43560))))","v":""},{"$f":"IF(ISERROR(IF($H$16=\"SELECT OUTPUT\",0,(($I$9*$Z$88)/43560)))=TRUE,\"\",(IF($H$16=\"SELECT OUTPUT\",0,(($I$9*$Z$88)/43560))))","v":""},{"$f":"IF(ISERROR(IF($H$16=\"SELECT OUTPUT\",0,(($J$9*$Z$128)/43560)))=TRUE,\"\",(IF($H$16=\"SELECT OUTPUT\",0,(($J$9*$Z$128)/43560))))","v":""},{"$f":"IF(ISERROR(IF($H$16=\"SELECT OUTPUT\",0,(($K$9*$Z$167)/43560)))=TRUE,\"\",(IF($H$16=\"SELECT OUTPUT\",0,(($K$9*$Z$167)/43560))))","v":""},"AC",null,null,null,null,null,null,null,null,null,null,{"$f":"IF($X$5=90,80,$X$5)","v":0},{"$f":"VLOOKUP(W22,$W$13:$Y$20,2,FALSE)","v":{"$error":"#N/A"}},{"$f":"VLOOKUP(W22,$W$13:$Y$20,3,FALSE)","v":{"$error":"#N/A"}},null,null,{"$f":"VLOOKUP($H$28,$AB$13:$AC$20,1,TRUE)","v":{"$error":"#N/A"}},{"$f":"VLOOKUP($AB$22,$AB$13:$AC$20,2,TRUE)","v":{"$error":"#N/A"}},null,{"$f":"VLOOKUP($H$28,$AE$13:$AF$20,1,TRUE)","v":{"$error":"#N/A"}},{"$f":"VLOOKUP(AE22,$AE$13:$AF$20,2,TRUE)","v":{"$error":"#N/A"}},null,{"$f":"$AC$24","v":0},{"$f":"AC25","v":{"$error":"#N/A"}},null,null,0.2,"R","=",null,"+",null,"-",3.0999999999999999E-3,"+",1.8200000000000001E-2,"-",3.5799999999999998E-2,"+",4.36E-2,10,20,null,null,null,null,null,{"$f":"(($AO22*(BG$12^5))+($AQ22*(BG$12^4))-($AS22*(BG$12^3))+($AU22*(BG$12^2))-($AW22*(BG$12^1))+($AY22))","v":3.5739062500000002E-2},{"$f":"(($AO22*(BH$12^5))+($AQ22*(BH$12^4))-($AS22*(BH$12^3))+($AU22*(BH$12^2))-($AW22*(BH$12^1))+($AY22))","v":3.4414300000000002E-2},3.3166587499999997E-2,3.1993599999999997E-2,3.0893012500000001E-2,2.98625E-2,2.8899737500000001E-2,2.80024E-2,2.7168162500000002E-2,2.63947E-2,2.5679687499999999E-2,2.5020800000000003E-2,2.4415712499999999E-2,2.3862100000000004E-2,2.33576375E-2,2.2900000000000004E-2,2.2486862500000003E-2,2.2115900000000004E-2,2.17847875E-2,2.1491200000000002E-2,2.1232812500000003E-2,2.1007300000000007E-2,2.0812337500000007E-2,2.06456E-2,2.0504762500000003E-2,2.0387500000000003E-2,2.0291487500000011E-2,2.0214400000000007E-2,2.0153912499999996E-2,2.0107700000000006E-2,2.0073437500000006E-2,2.0048800000000006E-2,2.0031462500000013E-2,2.0019099999999998E-2,2.000938750000001E-2,2.0000000000000004E-2,1.9988612500000003E-2,1.9972900000000002E-2,1.9950537500000004E-2,1.9919200000000005E-2,1.9876562500000014E-2,1.9820300000000006E-2,1.9748087500000011E-2,1.9657599999999997E-2,1.9E-2,1.9E-2,1.9E-2,1.9E-2,1.9E-2,1.9E-2,1.9E-2,1.9E-2,1.9E-2,1.9E-2,1.9E-2,1.9E-2,1.9E-2,1.9E-2,1.9E-2,1.9E-2,1.9E-2,1.9E-2,1.9E-2,1.9E-2,1.9E-2,1.9E-2,1.9E-2,1.9E-2,1.9E-2,1.9E-2,1.9E-2,1.9E-2,1.9E-2,1.9E-2,1.9E-2,1.9E-2,1.9E-2,1.9E-2,1.9E-2,1.9E-2,1.9E-2,1.9E-2,1.9E-2,1.9E-2,1.9E-2,1.9E-2,1.9E-2,1.9E-2,1.9E-2,1.9E-2,1.9E-2,1.9E-2,1.9E-2,1.9E-2,1.9E-2,1.9E-2,1.9E-2,1.9E-2,1.9E-2,1.9E-2,1.9E-2,1.9E-2,1.9E-2,1.9E-2,1.9E-2,1.9E-2,1.9E-2,1.9E-2,1.9E-2,1.9E-2,1.9E-2,1.9E-2,1.9E-2,1.9E-2,1.9E-2,1.9E-2]
[null,"Harvest Volume (IN over EIA):",null,null,null,null,null,{"$f":"IF($H$16=\"SELECT OUTPUT\",0,IF(ISERROR((($H$18/325851)*(1/$Z$29)*12))=TRUE,0,((($H$18/325851)*(1/$Z$29)*12))))","v":0},{"$f":"IF($H$16=\"SELECT OUTPUT\",0,IF(ISERROR((($I$18/325851)*(1/$Z$72)*12))=TRUE,0,((($I$18/325851)*(1/$Z$72)*12))))","v":0},{"$f":"IF($H$16=\"SELECT OUTPUT\",0,IF(ISERROR((($J$18/325851)*(1/$Z$112)*12))=TRUE,0,((($J$18/325851)*(1/$Z$112)*12))))","v":0},{"$f":"IF($H$16=\"SELECT OUTPUT\",0,IF(ISERROR((($K$18/325851)*(1/$Z$151)*12))=TRUE,0,((($K$18/325851)*(1/$Z$151)*12))))","v":0},"IN",null,null,null,null,null,null,null,null,null,null,{"$f":"IF($X$6>90,90,$X$6)","v":10},{"$f":"VLOOKUP(W23,$W$13:$Y$20,2,FALSE)","v":{"$error":"#N/A"}},{"$f":"VLOOKUP(W23,$W$13:$Y$20,3,FALSE)","v":{"$error":"#N/A"}},null,null,{"$f":"VLOOKUP($AC$23,$AC$13:$AD$20,2,FALSE)","v":{"$error":"#N/A"}},{"$f":"AC22+10","v":{"$error":"#N/A"}},null,{"$f":"VLOOKUP($AF$23,$AF$13:$AG$20,2,FALSE)","v":{"$error":"#N/A"}},{"$f":"AF22+10","v":{"$error":"#N/A"}},null,{"$f":"$AF$24","v":0.05},{"$f":"AF25","v":{"$error":"#N/A"}},null,null,0.3,"R","=",null,"+",1.2999999999999999E-3,"-",1.11E-2,"+",3.4099999999999998E-2,"-",4.5400000000000003E-2,"+",6.3799999999999996E-2,11,30,null,null,null,null,null,{"$f":"(($AO23*(BG$12^5))+($AQ23*(BG$12^4))-($AS23*(BG$12^3))+($AU23*(BG$12^2))-($AW23*(BG$12^1))+($AY23))","v":5.4412890624999995E-2},5.2959829999999999E-2,5.1630845624999991E-2,5.0418879999999992E-2,4.9317070624999994E-2,4.8318749999999994E-2,4.7417445624999992E-2,4.6606879999999989E-2,4.5880970624999989E-2,4.5233829999999989E-2,4.4659765624999993E-2,4.4153279999999989E-2,4.3709070624999992E-2,4.3322029999999997E-2,4.298724562499999E-2,4.2699999999999988E-2,4.2455770624999986E-2,4.2250229999999993E-2,4.207924562499999E-2,4.1938879999999984E-2,4.1825390624999993E-2,4.1735229999999984E-2,4.1665045624999987E-2,4.1611679999999984E-2,4.1572170624999995E-2,4.154374999999999E-2,4.1523845625E-2,4.1510079999999984E-2,4.1500270624999974E-2,4.1492429999999983E-2,4.1484765624999975E-2,4.1475679999999987E-2,4.1463770624999979E-2,4.1447829999999991E-2,4.1426845624999972E-2,4.1399999999999978E-2,4.136667062499999E-2,4.1326429999999956E-2,4.1279045624999969E-2,4.1224479999999966E-2,4.1162890624999962E-2,4.1094629999999979E-2,4.1020245624999979E-2,4.094047999999996E-2,4.085627062500001E-2,4.0768749999999979E-2,4.0679245624999957E-2,4.058927999999995E-2,4.0500570624999982E-2,4.0415029999999963E-2,4.0334765624999977E-2,4.0262079999999978E-2,4.0199470624999983E-2,4.0149629999999992E-2,4.0115445624999968E-2,4.0099999999999969E-2,0.04,0.04,0.04,0.04,0.04,0.04,0.04,0.04,0.04,0.04,0.04,0.04,0.04,0.04,0.04,0.04,0.04,0.04,0.04,0.04,0.04,0.04,0.04,0.04,0.04,0.04,0.04,0.04,0.04,0.04,0.04,0.04,0.04,0.04,0.04,0.04,0.04,0.04,0.04,0.04,0.04,0.04,0.04,0.04,0.04,0.04,0.04,0.04,0.04,0.04,0.04,0.04,0.04,0.04,0.04,0.04,0.04,0.04,0.04,0.04]
[null,null,null,null,null,null,null,null,null,null,null,null,null,null,null,null,null,null,null,null,null,null,null,{"$f":"$X$8","v":0},null,null,null,null,{"$f":"$AC$21","v":0},null,null,{"$f":"AF21","v":0.05},null,null,{"$f":"$AI$21","v":0},null,null,0.4,"R","=",null,"+",7.6000000000000004E-4,"-",8.3999999999999995E-3,"+",3.4639999999999997E-2,"-",6.5060000000000007E-2,"+",9.8720000000000002E-2,12,40,null,null,null,null,null,{"$f":"(($AO24*(BG$12^5))+($AQ24*(BG$12^4))-($AS24*(BG$12^3))+($AU24*(BG$12^2))-($AW24*(BG$12^1))+($AY24))","v":8.449171875E-2},8.2098956000000001E-2,7.9843654749999993E-2,7.7720256000000001E-2,7.5723314749999993E-2,7.3847499999999996E-2,7.2087594749999998E-2,7.0438496000000003E-2,6.8895214749999989E-2,6.7452875999999995E-2,6.6106718749999988E-2,6.4852095999999998E-2,6.3684474749999997E-2,6.2599435999999994E-2,6.1592674749999993E-2,6.0659999999999992E-2,5.9797334749999986E-2,5.9000715999999981E-2,5.8266294749999996E-2,5.7590335999999992E-2,5.6969218749999988E-2,5.6399435999999983E-2,5.5877594749999981E-2,5.5400415999999994E-2,5.4964734749999994E-2,5.4567499999999991E-2,5.4205774749999991E-2,5.3876735999999981E-2,5.3577674749999998E-2,5.3305995999999981E-2,5.305921874999997E-2,5.2834975999999978E-2,5.2631014749999983E-2,5.2445195999999999E-2,5.2275494749999984E-2,5.2119999999999986E-2,5.1976914749999992E-2,5.1844555999999972E-2,5.172135474999999E-2,5.1605855999999964E-2,5.149671874999999E-2,5.1392715999999991E-2,5.1292734749999971E-2,5.1195775999999971E-2,5.1100954749999969E-2,5.1007499999999956E-2,5.0914754749999985E-2,5.0822175999999941E-2,5.0729334749999994E-2,5.0635915999999975E-2,5.054171875000002E-2,5.0446655999999979E-2,5.0350754749999949E-2,5.0254155999999994E-2,5.0157114749999981E-2,5.0059999999999993E-2,4.9963294749999998E-2,4.9867595999999986E-2,4.9773614749999973E-2,4.9682175999999995E-2,{"$f":"(($AO24*(DO$12^5))+($AQ24*(DO$12^4))-($AS24*(DO$12^3))+($AU24*(DO$12^2))-($AW24*(DO$12^1))+($AY24))","v":4.9594218749999974E-2},4.9510795999999996E-2,4.9433074749999917E-2,4.9362335999999951E-2,4.9299974749999947E-2,4.9247499999999972E-2,4.9000000000000002E-2,4.9000000000000002E-2,4.9000000000000002E-2,4.9000000000000002E-2,4.9000000000000002E-2,4.9000000000000002E-2,4.9000000000000002E-2,4.9000000000000002E-2,4.9000000000000002E-2,4.9000000000000002E-2,4.9000000000000002E-2,4.9000000000000002E-2,4.9000000000000002E-2,4.9000000000000002E-2,4.9000000000000002E-2,4.9000000000000002E-2,4.9000000000000002E-2,4.9000000000000002E-2,4.9000000000000002E-2,4.9000000000000002E-2,4.9000000000000002E-2,4.9000000000000002E-2,4.9000000000000002E-2,4.9000000000000002E-2,4.9000000000000002E-2,4.9000000000000002E-2,4.9000000000000002E-2,4.9000000000000002E-2,4.9000000000000002E-2,4.9000000000000002E-2,4.9000000000000002E-2,4.9000000000000002E-2,4.9000000000000002E-2,4.9000000000000002E-2,4.9000000000000002E-2,4.9000000000000002E-2,4.9000000000000002E-2,4.9000000000000002E-2,4.9000000000000002E-2,4.9000000000000002E-2,4.9000000000000002E-2,4.9000000000000002E-2,4.9000000000000002E-2,4.9000000000000002E-2,4.9000000000000002E-2,4.9000000000000002E-2,4.9000000000000002E-2,4.9000000000000002E-2,4.9000000000000002E-2,4.9000000000000002E-2]
[null,"Determination of Harvest Efficiency:",null,null,null,null,null,null,null,null,null,null,null,null,null,null,null,null,null,null,null,null,{"$f":"W22","v":0},{"$f":"(X22+((Y22-X22)/(Y21-X21)*(X24-X21)))","v":{"$error":"#N/A"}},null,null,null,{"$f":"$H$28","v":0},{"$f":"(AC22+((AC23-AC22)/(AB23-AB22)*(AB25-AB22)))","v":{"$error":"#N/A"}},null,{"$f":"$H$28","v":0},{"$f":"(AF22+((AF23-AF22)/(AE23-AE22)*(AE25-AE22)))","v":{"$error":"#N/A"}},null,{"$f":"$X$8","v":0},{"$f":"(AI22+((AI23-AI22)/(AH23-AH22)*(AH25-AH22)))","v":{"$error":"#N/A"}},null,null,0.5,"R","=",-2.0000000000000001E-4,"+",3.5000000000000001E-3,"-",2.41E-2,"+",7.85E-2,"-",0.1239,"+",0.14680000000000001,13,50,null,null,null,null,null,0.12036816406250002,0.11607216400000002,0.11206943393750002,0.10834515200000001,0.10488496881250001,0.10167500000000002,9.8701818687500026E-2,9.5952448000000023E-2,9.3414353562500024E-2,9.1075436000000023E-2,8.8924023437500027E-2,8.6948864000000015E-2,8.5139118312500012E-2,8.3484352000000012E-2,8.1974528187500034E-2,8.0600000000000019E-2,7.9351503062500023E-2,7.8220148000000017E-2,7.7197412937500043E-2,7.6275136000000035E-2,7.5445507812500021E-2,7.4701064000000011E-2,7.4034677687500022E-2,7.3439552000000019E-2,7.2909212562500048E-2,7.2437500000000044E-2,7.2018562437500031E-2,7.1646848000000027E-2,7.1317097312499994E-2,7.1024336000000021E-2,7.0763867187500024E-2,7.053126400000001E-2,7.032236206250006E-2,7.0133252000000063E-2,6.9960271937500013E-2,6.9800000000000029E-2,6.9649246812500065E-2,6.9505048000000041E-2,6.9364656687499998E-2,6.9225536000000004E-2,6.9085351562500036E-2,6.8941964000000105E-2,6.8793421437500002E-2,6.863795200000003E-2,6.8473956312500056E-2,6.83E-2,6.8000000000000005E-2,6.8000000000000005E-2,6.8000000000000005E-2,6.8000000000000005E-2,6.8000000000000005E-2,6.8000000000000005E-2,6.8000000000000005E-2,6.8000000000000005E-2,6.8000000000000005E-2,6.8000000000000005E-2,6.8000000000000005E-2,6.8000000000000005E-2,6.8000000000000005E-2,6.8000000000000005E-2,6.8000000000000005E-2,6.8000000000000005E-2,6.8000000000000005E-2,6.8000000000000005E-2,6.8000000000000005E-2,6.8000000000000005E-2,6.8000000000000005E-2,6.8000000000000005E-2,6.8000000000000005E-2,6.8000000000000005E-2,6.8000000000000005E-2,6.8000000000000005E-2,6.8000000000000005E-2,6.8000000000000005E-2,6.8000000000000005E-2,6.8000000000000005E-2,6.8000000000000005E-2,6.8000000000000005E-2,6.8000000000000005E-2,6.8000000000000005E-2,6.8000000000000005E-2,6.8000000000000005E-2,6.8000000000000005E-2,6.8000000000000005E-2,6.8000000000000005E-2,6.8000000000000005E-2,6.8000000000000005E-2,6.8000000000000005E-2,6.8000000000000005E-2,6.8000000000000005E-2,6.8000000000000005E-2,6.8000000000000005E-2,6.8000000000000005E-2,6.8000000000000005E-2,6.8000000000000005E-2,6.8000000000000005E-2,6.8000000000000005E-2,6.8000000000000005E-2,6.8000000000000005E-2,6.8000000000000005E-2,6.8000000000000005E-2,6.8000000000000005E-2,6.8000000000000005E-2,6.8000000000000005E-2,6.8000000000000005E-2,6.8000000000000005E-2,6.8000000000000005E-2,6.8000000000000005E-2,6.8000000000000005E-2,6.8000000000000005E-2,6.8000000000000005E-2,6.8000000000000005E-2,6.8000000000000005E-2,6.8000000000000005E-2,6.8000000000000005E-2,6.8000000000000005E-2]
[null,null,null,null,null,null,null,null,null,null,null,null,null,null,null,null,null,null,null,null,null,null,{"$f":"W23","v":10},{"$f":"(X23+((Y23-X23)/(Y21-X21)*(X24-X21)))","v":{"$error":"#N/A"}},null,null,null,null,null,null,null,null,null,null,null,null,null,0.6,"R","=",-3.4699999999999998E-4,"+",6.3E-3,"-",4.3499999999999997E-2,"+",0.14280000000000001,"-",0.22800000000000001,"+",0.2359,14,60,null,null,null,null,null,0.1871695830078125,0.17922768679000001,0.17182065436593752,0.16492172671999999,0.15850499874906249,0.15254540625000002,0.14701871290718749,0.14190149728000001,0.13717113979031251,0.13280580971,0.12878445214843748,0.12508677504000001,0.12169323613156251,0.11858502996999999,0.11574407488968752,0.113153,0.11079513217281248,0.10865448303000003,0.10671573593093753,0.10496423296000001,0.10338596191406249,0.10196754329000005,0.10069621727218753,9.955983072000002E-2,9.8546824155312546E-2,9.7646218750000013E-2,9.6847603313437503E-2,9.6141121280000075E-2,9.5517457696562502E-2,9.496782621000005E-2,9.4483956054687512E-2,9.405807904000002E-2,9.3682916537812577E-2,9.3351666470000094E-2,9.3057990295937532E-2,9.2796000000000045E-2,9.2560245079062631E-2,9.2345699529999992E-2,9.2147748837187571E-2,9.1962176960000086E-2,9.1785153320312562E-2,9.1613219790000144E-2,9.1443277678437629E-2,9.1272574720000055E-2,9.1098692061562681E-2,9.0919531250000019E-2,9.0733301219687479E-2,9.053850528000007E-2,9.0333928102812822E-2,9.0118622710000262E-2,8.9891897460937509E-2,8.9653303040000187E-2,8.9402619444062581E-2,8.9139842970000327E-2,8.8865173202187564E-2,8.8579000000000185E-2,8.8281890485312431E-2,8.797457603000014E-2,8.7657939243437566E-2,8.7333000960000517E-2,{"$f":"(($AO26*(DO$12^5))+($AQ26*(DO$12^4))-($AS26*(DO$12^3))+($AU26*(DO$12^2))-($AW26*(DO$12^1))+($AY26))","v":8.700090722656284E-2},8.6662916290000003E-2,8.6320385584687465E-2,8.5974758720000266E-2,8.5627552467812618E-2,8.5280343750000265E-2,8.4934756625937857E-2,8.4592449280000204E-2,8.4255101009062638E-2,8.3924399210000389E-2,8.3602026367187721E-2,8.3289647040000525E-2,8.2988894850312911E-2,8.2701359470000346E-2,8.2428573608438027E-2,8.2172000000000245E-2,{"$f":"(($AO26*(EE$12^5))+($AQ26*(EE$12^4))-($AS26*(EE$12^3))+($AU26*(EE$12^2))-($AW26*(EE$12^1))+($AY26))","v":8.1933018391563417E-2},8.171291253000057E-2,8.1512857149688145E-2,8.1333904960000036E-2,8.1176973632813176E-2,8.1042832790000685E-2,8.0932090990937788E-2,8.0845182720000519E-2,8.0782355374062753E-2,8.0743656250000351E-2,8.0728919532188081E-2,8.0737753280000657E-2,8.0769526415313209E-2,8.0823355710000655E-2,8.0898092773437957E-2,8.0992311039999931E-2,{"$f":"(($AO26*(EU$12^5))+($AQ26*(EU$12^4))-($AS26*(EU$12^3))+($AU26*(EU$12^2))-($AW26*(EU$12^1))+($AY26))","v":8.1104292756563723E-2},8.1232015970001514E-2,8.1373141514687219E-2,8.1000000000000003E-2,8.1000000000000003E-2,8.1000000000000003E-2,8.1000000000000003E-2,8.1000000000000003E-2,8.1000000000000003E-2,8.1000000000000003E-2,8.1000000000000003E-2,8.1000000000000003E-2,8.1000000000000003E-2,8.1000000000000003E-2,8.1000000000000003E-2,8.1000000000000003E-2,8.1000000000000003E-2,8.1000000000000003E-2,8.1000000000000003E-2,8.1000000000000003E-2,8.1000000000000003E-2,8.1000000000000003E-2,8.1000000000000003E-2,8.1000000000000003E-2]
[null,"Harvest Rate:",null,null,null,null,null,{"$f":"IF(OR($H$16=\"SOLVE FOR HARVEST RATE\",$H$16=\"SELECT OUTPUT\"),0,($H$19*$H$10)/(7*12))","v":0},{"$f":"IF(OR($H$16=\"SOLVE FOR HARVEST RATE\",$H$16=\"SELECT OUTPUT\"),0,($I$19*$I$10)/(7*12))","v":0},{"$f":"IF(OR($H$16=\"SOLVE FOR HARVEST RATE\",$H$16=\"SELECT OUTPUT\"),0,($J$19*$J$10)/(7*12))","v":0},{"$f":"IF(OR($H$16=\"SOLVE FOR HARVEST RATE\",$H$16=\"SELECT OUTPUT\"),0,($K$19*$K$10)/(7*12))","v":0},"CF/DAY",null,null,null,null,null,null,null,null,null,null,null,{"$f":"X24","v":0},null,null,null,null,null,null,null,null,null,null,null,null,null,0.7,"R","=",-3.8000000000000002E-4,"+",7.1599999999999997E-3,"-",5.203E-2,"+",0.18317,"-",0.32340999999999998,"+",0.35149999999999998,15,70,null,null,null,null,null,0.28131025390624997,0.2696145626,0.25861948766874998,0.24829268479999997,0.23860278393125001,0.229519375,0.22101299369374999,0.21305510720000001,0.20561809995624997,0.1986752594,0.19220076171875,0.18616965759999998,0.18055785798124996,0.17534211980000003,0.17050003174375003,0.16600999999999999,0.16185123400624996,0.15800373220000002,0.15444826776874998,0.1511663744,0.14814033203125002,0.14535315259999998,0.14278856579375004,0.14043100480000001,0.13826559205625005,0.13627812500000003,0.13445506181875011,0.13278350719999998,0.13125119808125002,0.12984648939999993,0.12855833984375004,0.12737629760000008,0.12629048610624993,0.1252915898000001,0.12437083986874992,0.12352000000000002,0.12273135213125003,0.1219976821999999,0.12131226589375005,0.12066885440000008,0.12006166015624997,0.11948534260000004,0.11893499391875001,0.11840612479999985,0.11789465018125006,0.11739687500000001,0.11690947994375017,0.11642950719999995,0.11595434620625028,0.11548171940000024,0.11500966796875006,0.11453653759999999,0.11406096423124984,0.11358185980000018,0.11309839799375004,0.11261000000000027,0.11211632025625012,0.11161723220000036,0.11111281401874989,0.11060333439999998,0.11008923828125,0.10957113259999979,0.1090497720437496,0.10852604479999989,0.10800095830624962,0.10747562500000002,0.10695124806875028,0.10642910720000015,0.10591054433125008,0.10539694939999961,0.10488974609375018,0.10439037760000019,0.10390029235625026,0.10342092979999956,0.10295370611874982,0.10249999999999987,0.10206113838125047,0.10163838220000004,0.10123291214375058,0.10084581439999957,0.10047806640624973,0.10013052259999983,9.9803900168749682E-2,9.9498764799999917E-2,9.9215516431250539E-2,9.8954374999999761E-2,9.8715366193750154E-2,9.8498307199999913E-2,9.8302792456249233E-2,9.8128179400000237E-2,9.7973574218750026E-2,9.7837817599999044E-2,9.7719470481249904E-2,9.7616799800000431E-2,9.7527764243748927E-2,9.7000000000000003E-2,9.7000000000000003E-2,9.7000000000000003E-2,9.7000000000000003E-2,9.7000000000000003E-2,9.7000000000000003E-2,9.7000000000000003E-2,9.7000000000000003E-2,9.7000000000000003E-2,9.7000000000000003E-2,9.7000000000000003E-2,9.7000000000000003E-2,9.7000000000000003E-2,9.7000000000000003E-2,9.7000000000000003E-2,9.7000000000000003E-2,9.7000000000000003E-2,9.7000000000000003E-2,9.7000000000000003E-2,9.7000000000000003E-2,9.7000000000000003E-2]
[null,"Harvest Rate (IN/DAY over EIA):",null,null,null,null,null,{"$f":"IF(ISERROR(IF($H$16=\"SOLVE FOR HARVEST RATE\",0,($H$27*12)/(43560*$Z$29)))=TRUE,0,(IF($H$16=\"SOLVE FOR HARVEST RATE\",0,($H$27*12)/(43560*$Z$29))))","v":0},{"$f":"IF(ISERROR(IF($H$16=\"SOLVE FOR HARVEST RATE\",0,($I$27*12)/(43560*$Z$72)))=TRUE,0,(IF($H$16=\"SOLVE FOR HARVEST RATE\",0,($I$27*12)/(43560*$Z$72))))","v":0},{"$f":"IF(ISERROR(IF($H$16=\"SOLVE FOR HARVEST RATE\",0,($J$27*12)/(43560*$Z$112)))=TRUE,0,(IF($H$16=\"SOLVE FOR HARVEST RATE\",0,($J$27*12)/(43560*$Z$112))))","v":0},{"$f":"IF(ISERROR(IF($H$16=\"SOLVE FOR HARVEST RATE\",0,($K$27*12)/(43560*$Z$151)))=TRUE,0,(IF($H$16=\"SOLVE FOR HARVEST RATE\",0,($K$27*12)/(43560*$Z$151))))","v":0},"IN/DAY",null,null,null,null,null,null,null,null,null,null,{"$f":"X4","v":0},{"$f":"(X25+((X26-X25)/(W26-W25)*(W28-W25)))","v":{"$error":"#N/A"}},null,"Catch 1","Volume leaving [ac-ft/yr]","N Mass Leaving [kg/yr]","P Mass Leaving [kg/yr]",null,null,null,null,null,null,null,null,0.8,"R","=",null,"+",7.9000000000000001E-4,"-",1.3639999999999999E-2,"+",8.8499999999999995E-2,"-",0.26379999999999998,"+",0.44579999999999997,16,80,null,null,null,null,null,0.38517121093749995,0.37426311899999998,0.36373828993750001,0.35358726399999996,0.34380069993749995,0.33436937499999997,0.3252841849375,0.31653614399999996,0.30811638493749999,0.300016159,0.29222683593749998,0.28473990399999999,0.2775469699375,0.27063975899999998,0.26401011493750004,0.25764999999999999,0.25155149493749995,0.24570679899999998,0.24010822993749997,0.23474822400000001,0.2296193359375,0.22471423900000001,0.2200257249375,0.21554670400000003,0.21127020493750001,0.20718937500000004,0.2032974799375,0.19958790399999998,0.19605414993750003,{"$f":"(($AO28*(CJ$12^5))+($AQ28*(CJ$12^4))-($AS28*(CJ$12^3))+($AU28*(CJ$12^2))-($AW28*(CJ$12^1))+($AY28))","v":0.19268983899999997},0.18948871093750003,0.18644462399999995,0.18355155493749997,0.18080359900000009,0.1781949699375,0.17571999999999999,0.17337313993750003,0.17114895899999993,0.16904214493750003,0.16704750400000001,0.16515996093750007,0.16337455899999997,0.16168645993750003,0.16009094400000007,0.15858340993750009,{"$f":"(($AO28*(CZ$12^5))+($AQ28*(CZ$12^4))-($AS28*(CZ$12^3))+($AU28*(CZ$12^2))-($AW28*(CZ$12^1))+($AY28))","v":0.15715937499999999},0.1558144749375,0.15454446399999999,0.15334521493749997,0.15221271900000005,0.15114308593749998,0.15013254400000009,0.14917743993749993,0.14827423900000003,0.14741952493749999,0.14661000000000007,0.14584248493749996,0.14511391900000004,0.14442135993750005,0.14376198400000006,0.14313308593749996,0.14253207899999998,0.14195649493750007,0.14140398399999998,0.14087231493749997,0.14035937500000017,0.13986316993750003,0.13938182399999999,0.13891357993749986,0.13845679899999996,0.13800996093749995,0.1375716640000002,0.13714062493749979,0.13671567899999992,0.13629577993750019,0.13588,0.13546752993750011,0.13505767899999999,0.13464987493750014,0.13424366399999998,0.1338387109375001,0.13343479899999999,0.13303182993750018,0.1326298239999999,0.13222891993749997,0.13182937500000014,0.13143156493749975,0.13103598399999994,0.1306432449374999,0.13025407900000019,0.12986933593750005,0.12948998400000034,0.12911710993749992,0.12875191900000038,0.12839573493750001,0.12805000000000022,0.12771627493750026,0.12739623899999986,0.12709168993750009,0.12680454399999985,0.12653683593750031,0.126290719,0.12606846493750012,0.12587246400000041,0.12570522493750014,0.12556937499999976,0.1254676599375002,0.1254029440000004,{"$f":"(($AO28*(FK$12^5))+($AQ28*(FK$12^4))-($AS28*(FK$12^3))+($AU28*(FK$12^2))-($AW28*(FK$12^1))+($AY28))","v":0.12537820993750026},0.12539655899999969,0.12546121093750018,0.125,0.125,0.125,0.125,0.125]
[null,"Harvest Efficiency (20 to 90% efficiency):",null,null,null,null,null,{"$f":"IF(ISERROR(IF(AND(ISERROR(IF($H$16=\"SOLVE FOR HARVEST RATE\",0,AF25))=TRUE,$H$28>$AB$20),90,IF($H$16=\"SOLVE FOR HARVEST RATE\",0,AF25)))=TRUE,0,IF(AND(ISERROR(IF($H$16=\"SOLVE FOR HARVEST RATE\",0,AF25))=TRUE,$H$28>$AB$20),90,IF($H$16=\"SOLVE FOR HARVEST RATE\",0,AF25)))","v":0},{"$f":"IF(ISERROR(IF(AND(ISERROR(IF($H$16=\"SOLVE FOR HARVEST RATE\",0,AF68))=TRUE,$I$28>$AB$63),90,IF($H$16=\"SOLVE FOR HARVEST RATE\",0,AF68)))=TRUE,0,IF(AND(ISERROR(IF($H$16=\"SOLVE FOR HARVEST RATE\",0,AF68))=TRUE,$I$28>$AB$63),90,IF($H$16=\"SOLVE FOR HARVEST RATE\",0,AF68)))","v":0},{"$f":"IF(ISERROR(IF(AND(ISERROR(IF($H$16=\"SOLVE FOR HARVEST RATE\",0,AF108))=TRUE,$J$28>$AB$103),90,IF($H$16=\"SOLVE FOR HARVEST RATE\",0,AF108)))=TRUE,0,IF(AND(ISERROR(IF($H$16=\"SOLVE FOR HARVEST RATE\",0,AF108))=TRUE,$J$28>$AB$103),90,IF($H$16=\"SOLVE FOR HARVEST RATE\",0,AF108)))","v":0},{"$f":"IF(ISERROR(IF(AND(ISERROR(IF($H$16=\"SOLVE FOR HARVEST RATE\",0,AF147))=TRUE,$K$28>$AB$142),90,IF($H$16=\"SOLVE FOR HARVEST RATE\",0,AF147)))=TRUE,0,IF(AND(ISERROR(IF($H$16=\"SOLVE FOR HARVEST RATE\",0,AF147))=TRUE,$K$28>$AB$142),90,IF($H$16=\"SOLVE FOR HARVEST RATE\",0,AF147)))","v":0},"%",null,null,null,null,null,null,null,null,null,null,"EIA:",null,null,{"$f":"(H9*Z45)/43560","v":{"$error":"#N/A"}},{"$f":"IF(AND(H19=0,H29=0), \"\", IF($H$16=\"SOLVE FOR HARVEST RATE\",H19,H29))","v":""},{"$f":"'Watershed Characteristics'!$T$15*AA29*43560*7.481*3.785*(1/1000000)","v":{"$error":"#VALUE!"}},{"$f":"'Watershed Characteristics'!$T$16*AA29*43560*7.481*3.785*(1/1000000)","v":{"$error":"#VALUE!"}},null,null,null,null,null,null,null,null,0.9,"R","=",null,"+",4.6000000000000001E-4,"-",9.9600000000000001E-3,"+",8.1000000000000003E-2,"-",0.30599999999999999,"+",0.63660000000000005,17,90,null,null,null,null,null,{"$f":"(($AO29*(BG$12^5))+($AQ29*(BG$12^4))-($AS29*(BG$12^3))+($AU29*(BG$12^2))-($AW29*(BG$12^1))+($AY29))","v":0.56500867187500003},0.55182480600000006,0.53900236787500011,0.5265343360000001,0.5144137578750001,0.50263374999999999,0.49118749787500005,0.48006825600000008,0.46926934787500008,0.45878416600000005,0.44860617187500007,0.43872889600000003,0.42914593787500005,0.41985096600000005,0.41083771787500012,0.40210000000000007,0.39363168787500002,0.38542672600000005,0.37747912787500004,0.3697829760000001,0.36233242187500003,0.35512168600000005,0.34814505787500005,0.34139689600000012,0.33487162787500008,0.3285637500000001,0.32246782787500006,0.31657849600000004,0.31089045787500003,0.30539848600000008,0.3000974218750001,0.2949821760000001,0.29004772787500005,0.28528912600000012,0.28070148787500004,0.27628000000000008,0.27201991787500013,0.26791656600000002,0.26396533787500009,0.26016169600000005,0.25650117187500004,0.25297936600000004,0.24959194787500011,0.2463346560000001,0.24320329787500006,0.24019374999999998,0.23730195787500014,0.2345239360000001,0.23185576787500012,0.22929360600000004,0.22683367187500003,0.22447225600000009,0.22220571787500015,0.22003048600000008,0.21794305787500012,0.21594000000000013,0.21401794787500006,0.21217360600000013,0.21040374787500005,0.20870521600000003,0.2070749218750001,0.205509846,0.20400703787500019,0.20256361600000006,0.20117676787500005,0.19984375000000021,0.1985618878750004,0.19732857600000009,0.19614127787500002,0.19499752600000009,0.19389492187500013,0.19283113600000024,0.19180390787500023,0.1908110460000001,0.18985042787500006,0.18892000000000009,0.1880177778750004,0.18714184600000017,0.18629035787500015,0.18546153599999993,0.18465367187500015,0.18386512600000027,0.18309432787500002,0.18233977599999995,0.18160003787500012,0.18087375000000006,0.18015961787500001,0.17945641599999995,0.17876298787500022,0.17807824600000011,0.17740117187499993,0.17673081600000007,0.17606629787500028,0.17540680600000025,0.17475159787500028,0.17409999999999992,0.17345140787500024,0.17280528600000022,0.17216116787500013,0.17151865600000016,0.17087742187500021,0.17023720600000036,0.16959781787500017,0.16895913600000023,0.16832110787500021,0.16768375000000013,0.16704714787500019,0.16641145600000029,0.16577689787500005,0.16514376600000036,0.16451242187500048,0.16388329599999985,0.16325688787500026,0.16263376600000035,0.16201456787500024,0.16140000000000021]
[null,null,null,null,null,null,null,null,null,null,null,null,null,null,null,null,null,null,null,null,null,null,"Harvest Volume (IN over EIA):",null,null,{"$f":"IF(ISERROR((($H$18/325851)*(1/$Z$29)*12))=TRUE,0,((($H$18/325851)*(1/$Z$29)*12)))","v":0},"IN",null,null,null,null,null,null,null,null,null,null,"Zone 3",null,null,null,null,null,null,null,null,null,null,null,null,null,18,"X =",0,0.05,0.1,0.15,0.2,0.25,0.3,0.35,0.4,0.45,0.5,0.55000000000000004,0.6,0.65,0.7,0.75,0.8,0.85,0.9,0.95,1,1.05,1.1000000000000001,1.1499999999999999,1.2,1.25,1.3,1.35,1.4,1.45,1.5,1.55,1.6,1.65,1.7,1.75,1.8,1.85,1.9,1.95,2,2.0499999999999998,2.1,2.15,2.2000000000000002,2.25,2.2999999999999998,2.35,2.4,2.4500000000000002,2.5,2.5499999999999998,2.6,2.65,2.7,2.75,2.8,2.85,2.9,2.95,3,3.05,3.1,3.15,3.2,3.25,3.3,3.35,3.4,3.45,3.5,3.55,3.6,3.65,3.7,3.75,3.8,3.85,3.9,3.95,4,4.05,4.0999999999999996,4.1500000000000004,4.2,4.25,4.3,4.3499999999999996,4.4000000000000004,4.45,4.5,4.55,4.5999999999999996,4.6500000000000004,4.7,4.75,4.8,4.8499999999999996,4.9000000000000004,4.95,5,5.05,5.0999999999999996,5.15,5.2,5.25,5.3,5.35,5.4,5.45,5.5,5.55,5.6,5.65,5.7,5.75,5.8,5.85,5.9,5.95,6]
[null,"Determination of Harvest Rate:",null,null,null,null,null,null,null,null,null,null,null,null,null,null,null,null,null,null,null,null,"SELECT OUTPUT",null,null,null,null,null,null,null,null,"Zone 4",null,null,null,null,null,0.2,"R","=",null,"+",1.8E-3,"-",1.064E-2,"+",2.3900000000000001E-2,"-",2.8400000000000002E-2,"+",4.1599999999999998E-2,19,20,null,null,null,null,null,{"$f":"(($AO31*(BG$12^5))+($AQ31*(BG$12^4))-($AS31*(BG$12^3))+($AU31*(BG$12^2))-($AW31*(BG$12^1))+($AY31))","v":3.5834531249999996E-2},{"$f":"(($AO31*(BH$12^5))+($AQ31*(BH$12^4))-($AS31*(BH$12^3))+($AU31*(BH$12^2))-($AW31*(BH$12^1))+($AY31))","v":3.4958299999999998E-2},3.4158571249999999E-2,3.3429119999999993E-2,3.2763991249999999E-2,3.2157499999999999E-2,3.1604231249999996E-2,3.1099039999999998E-2,3.0637051249999998E-2,3.021366E-2,2.9824531250000001E-2,2.9465599999999995E-2,2.9133071249999996E-2,2.8823419999999995E-2,2.8533391249999998E-2,2.8259999999999997E-2,2.8000531249999999E-2,2.7752539999999999E-2,2.7513851249999995E-2,2.7282560000000001E-2,2.7057031249999995E-2,2.6835899999999992E-2,2.6618071249999993E-2,2.6402720000000005E-2,2.6189291249999996E-2,2.5977500000000004E-2,2.5767331250000004E-2,2.5559039999999998E-2,2.535315124999999E-2,2.5150459999999993E-2,2.4952031249999999E-2,2.4759199999999988E-2,2.4573571250000009E-2,2.4397019999999998E-2,2.4231691250000006E-2,2.4079999999999997E-2,2.3944631249999994E-2,2.3828539999999988E-2,2.3734951249999997E-2,2.3667359999999998E-2,2.3629531250000002E-2,2.3625499999999994E-2,2.3659571249999997E-2,2.3736320000000005E-2,2.3860591249999993E-2,2.4037499999999989E-2,2.4E-2,2.4E-2,2.4E-2,2.4E-2,2.4E-2,2.4E-2,2.4E-2,2.4E-2,2.4E-2,2.4E-2,2.4E-2,2.4E-2,2.4E-2,2.4E-2,2.4E-2,2.4E-2,2.4E-2,2.4E-2,2.4E-2,2.4E-2,2.4E-2,2.4E-2,2.4E-2,2.4E-2,2.4E-2,2.4E-2,2.4E-2,2.4E-2,2.4E-2,2.4E-2,2.4E-2,2.4E-2,2.4E-2,2.4E-2,2.4E-2,2.4E-2,2.4E-2,2.4E-2,2.4E-2,2.4E-2,2.4E-2,2.4E-2,2.4E-2,2.4E-2,2.4E-2,2.4E-2,2.4E-2,2.4E-2,2.4E-2,2.4E-2,2.4E-2,2.4E-2,2.4E-2,2.4E-2,2.4E-2,2.4E-2,2.4E-2,2.4E-2,2.4E-2,2.4E-2,2.4E-2,2.4E-2,2.4E-2,2.4E-2,2.4E-2,2.4E-2,2.4E-2,2.4E-2,2.4E-2,2.4E-2]
[null,null,null,null,null,null,null,null,null,null,null,null,null,null,null,null,null,null,null,null,null,null,"SOLVE FOR HARVEST EFFICIENCY",null,null,"Harvest Rate (0.1 to 4.0 IN/WEEK over EIA):",null,null,null,null,null,"Zone 1",1,null,null,null,null,0.3,"R","=",null,"+",1.1999999999999999E-3,"-",1.0200000000000001E-2,"+",3.0599999999999999E-2,"-",4.0800000000000003E-2,"+",6.2300000000000001E-2,20,30,null,null,null,null,null,{"$f":"(($AO32*(BG$12^5))+($AQ32*(BG$12^4))-($AS32*(BG$12^3))+($AU32*(BG$12^2))-($AW32*(BG$12^1))+($AY32))","v":5.3857812500000005E-2},5.2548320000000003E-2,5.13491825E-2,5.0253920000000001E-2,4.9256232499999997E-2,4.8349999999999997E-2,4.7529282499999992E-2,4.6788320000000001E-2,4.61215325E-2,4.5523519999999998E-2,4.4989062499999996E-2,4.4513120000000003E-2,4.4090832499999996E-2,4.3717519999999996E-2,4.3388682499999998E-2,4.3099999999999999E-2,4.2847332500000002E-2,4.2626719999999993E-2,4.2434382499999999E-2,4.2266719999999994E-2,4.2120312499999993E-2,4.1991919999999995E-2,4.1878482499999994E-2,4.1777119999999994E-2,4.1685132499999999E-2,4.1599999999999991E-2,4.15193825E-2,4.1441119999999998E-2,4.1363232499999993E-2,4.1283919999999981E-2,4.1201562499999983E-2,4.1114719999999987E-2,4.1022132499999982E-2,4.0922720000000003E-2,4.0815582499999982E-2,4.0699999999999979E-2,4.0575432499999974E-2,4.0441519999999988E-2,4.0298082499999964E-2,4.0145119999999958E-2,3.9982812499999958E-2,3.9811519999999982E-2,3.9631782499999983E-2,3.944431999999997E-2,3.9250032499999955E-2,3.9049999999999981E-2,3.884548249999998E-2,3.8637919999999958E-2,3.8428932499999978E-2,3.8220319999999967E-2,3.8014062499999966E-2,3.7812319999999976E-2,3.7617432499999957E-2,3.7431919999999987E-2,3.7258482499999919E-2,3.7099999999999946E-2,3.6959532499999927E-2,3.6840319999999989E-2,3.6745782499999942E-2,3.6679519999999972E-2,{"$f":"(($AO32*(DO$12^5))+($AQ32*(DO$12^4))-($AS32*(DO$12^3))+($AU32*(DO$12^2))-($AW32*(DO$12^1))+($AY32))","v":3.6645312499999978E-2},3.6647119999999957E-2,3.6689082499999894E-2,3.6775519999999874E-2,3.6910932499999945E-2,3.7099999999999918E-2,3.6999999999999998E-2,3.6999999999999998E-2,3.6999999999999998E-2,3.6999999999999998E-2,3.6999999999999998E-2,3.6999999999999998E-2,3.6999999999999998E-2,3.6999999999999998E-2,3.6999999999999998E-2,3.6999999999999998E-2,3.6999999999999998E-2,3.6999999999999998E-2,3.6999999999999998E-2,3.6999999999999998E-2,3.6999999999999998E-2,3.6999999999999998E-2,3.6999999999999998E-2,3.6999999999999998E-2,3.6999999999999998E-2,3.6999999999999998E-2,3.6999999999999998E-2,3.6999999999999998E-2,3.6999999999999998E-2,3.6999999999999998E-2,3.6999999999999998E-2,3.6999999999999998E-2,3.6999999999999998E-2,3.6999999999999998E-2,3.6999999999999998E-2,3.6999999999999998E-2,3.6999999999999998E-2,3.6999999999999998E-2,3.6999999999999998E-2,3.6999999999999998E-2,3.6999999999999998E-2,3.6999999999999998E-2,3.6999999999999998E-2,3.6999999999999998E-2,3.6999999999999998E-2,3.6999999999999998E-2,3.6999999999999998E-2,3.6999999999999998E-2,3.6999999999999998E-2,3.6999999999999998E-2,3.6999999999999998E-2,3.6999999999999998E-2,3.6999999999999998E-2,3.6999999999999998E-2,3.6999999999999998E-2,3.6999999999999998E-2]
[null,"Harvest Rate (IN/DAY over EIA):",null,null,null,null,null,{"$f":"IF(H16=\"SOLVE FOR HARVEST RATE\",IF(OR($Z$30<0.25,$Z$30>6,H19>90)=TRUE,\"ERROR\",X28),0)","v":0},{"$f":"IF(H16=\"SOLVE FOR HARVEST RATE\",IF(OR($Z$73<0.25,$Z$73>6,I19>90)=TRUE,\"ERROR\",X71),0)","v":0},{"$f":"IF(H16=\"SOLVE FOR HARVEST RATE\",IF(OR($Z$113<0.25,$Z$113>6,J19>90)=TRUE,\"ERROR\",X111),0)","v":0},{"$f":"IF(H16=\"SOLVE FOR HARVEST RATE\",IF(OR($Z$152<0.25,$Z$152>6,K19>90)=TRUE,\"ERROR\",X150),0)","v":0},"IN/DAY",null,null,null,null,null,null,null,null,null,null,"SOLVE FOR HARVEST RATE",null,null,"Harvest Efficiency (20 to 90%):",null,null,null,null,null,"Zone 2",2,null,null,null,null,0.4,"R","=",null,"+",8.3000000000000001E-4,"-",8.8000000000000005E-3,"+",3.4000000000000002E-2,"-",5.9499999999999997E-2,"+",9.2200000000000004E-2,21,40,null,null,null,null,null,{"$f":"(($AO33*(BG$12^5))+($AQ33*(BG$12^4))-($AS33*(BG$12^3))+($AU33*(BG$12^2))-($AW33*(BG$12^1))+($AY33))","v":7.931574218750001E-2},7.7179123000000002E-2,7.5175155187500009E-2,7.3298048000000005E-2,7.1542135187500008E-2,6.9901875000000002E-2,6.83718501875E-2,6.6946768000000018E-2,6.5621460187500008E-2,6.439088300000001E-2,6.325011718750001E-2,6.2194368000000007E-2,6.1218965187500009E-2,6.0319363000000008E-2,5.9491140187500013E-2,5.8730000000000004E-2,5.8031770187500005E-2,5.7392403000000002E-2,5.6807975187500019E-2,5.6274688000000017E-2,5.5788867187500008E-2,5.5346963000000006E-2,5.4945550187500004E-2,5.4581328000000012E-2,5.4251120187500015E-2,5.3951875000000024E-2,5.3680665187500018E-2,5.3434688000000008E-2,5.3211265187500009E-2,5.3007843000000013E-2,5.2821992187500014E-2,5.2651408000000011E-2,5.249391018750002E-2,5.2347443000000021E-2,5.2210075187500024E-2,5.2080000000000015E-2,5.1955535187500027E-2,5.1835123000000011E-2,5.1717330187500021E-2,5.1600848000000005E-2,5.1484492187500008E-2,5.1367203000000042E-2,5.1248045187500008E-2,5.1126208000000034E-2,5.1001005187500018E-2,5.0871875000000025E-2,5.0738380187500043E-2,5.0600208000000008E-2,5.0457170187500039E-2,5.0309202999999997E-2,5.0156367187499967E-2,4.9998848000000012E-2,4.9836955187500059E-2,4.9671123000000039E-2,4.9501910187500026E-2,4.933000000000004E-2,4.9156200187500027E-2,4.8981443000000069E-2,4.880678518750009E-2,4.8633408000000045E-2,4.8462617187500029E-2,4.8295842999999977E-2,4.8134640187499994E-2,4.7980687999999994E-2,4.7835790187499977E-2,4.770187500000006E-2,4.7580995187500114E-2,4.7475328000000039E-2,4.7387175187499991E-2,4.7318963000000047E-2,4.7273242187499981E-2,4.7252688000000098E-2,4.726010018750007E-2,4.7298403000000044E-2,4.7370645187500032E-2,4.7480000000000022E-2,4.7E-2,4.7E-2,4.7E-2,4.7E-2,4.7E-2,4.7E-2,4.7E-2,4.7E-2,4.7E-2,4.7E-2,4.7E-2,4.7E-2,4.7E-2,4.7E-2,4.7E-2,4.7E-2,4.7E-2,4.7E-2,4.7E-2,4.7E-2,4.7E-2,4.7E-2,4.7E-2,4.7E-2,4.7E-2,4.7E-2,4.7E-2,4.7E-2,4.7E-2,4.7E-2,4.7E-2,4.7E-2,4.7E-2,4.7E-2,4.7E-2,4.7E-2,4.7E-2,4.7E-2,4.7E-2,4.7E-2]
[null,"Required Harvest Rate:",null,null,null,null,null,{"$f":"IF(ISERROR($H33*($Z29)*(43560)/(12))=TRUE,0,$H33*($Z29)*(43560)/(12))","v":0},{"$f":"IF(ISERROR($I33*($Z72)*(43560)/(12))=TRUE,0,$I33*($Z72)*(43560)/(12))","v":0},{"$f":"IF(ISERROR($J33*($Z112)*(43560)/(12))=TRUE,0,$J33*($Z112)*(43560)/(12))","v":0},{"$f":"IF(ISERROR($K33*($Z151)*(43560)/(12))=TRUE,0,$K33*($Z151)*(43560)/(12))","v":0},"CF/DAY",null,null,null,null,null,null,null,null,null,null,"SELECT IMPERVIOUS AREA TYPE",null,null,null,null,null,null,null,null,"Zone 3",3,null,null,null,null,0.5,"R","=",null,"+",4.082E-4,"-",6.1000000000000004E-3,"+",3.1980000000000001E-2,"-",7.0599999999999996E-2,"+",0.1138,22,50,null,null,null,null,null,9.8055032031250003E-2,9.5336806420000003E-2,9.2752138051250002E-2,9.0296849920000005E-2,8.7966826251249991E-2,8.5758012500000008E-2,8.3666415351249995E-2,8.1688102720000003E-2,7.9819203751249998E-2,7.8055908820000006E-2,7.6394469531250009E-2,7.4831198719999992E-2,7.3362470451250009E-2,7.1984720020000004E-2,7.0694443951250005E-2,6.94882E-2,6.8362607151250004E-2,6.7314345619999993E-2,6.6340156851250012E-2,6.543684352000001E-2,6.4601269531250005E-2,6.3830360020000004E-2,6.312110135125E-2,6.2470541120000014E-2,6.1875788151250014E-2,6.1334012500000007E-2,6.0842445451250005E-2,6.0398379520000003E-2,5.9999168451250015E-2,5.964222722000001E-2,5.9325032031250002E-2,5.9045120320000019E-2,5.8800090751249992E-2,5.858760322000002E-2,5.8405378851250009E-2,5.8251200000000017E-2,5.8122910251250021E-2,5.8018414419999997E-2,5.7935678551250022E-2,5.7872729920000004E-2,5.7827657031250007E-2,5.779860962000001E-2,5.778379865125001E-2,5.7781496320000014E-2,5.7790036051250007E-2,5.78078125E-2,5.7833281551250032E-2,5.7864960320000006E-2,5.7901427151250059E-2,5.794132162E-2,5.7983344531249995E-2,5.8026257920000032E-2,5.8068885051249977E-2,5.8110110420000013E-2,5.8148879751249979E-2,5.8184200000000005E-2,5.8215139351250014E-2,5.8240827220000027E-2,5.8260454251250024E-2,5.8273272320000027E-2,5.8278594531250019E-2,5.8275795219999996E-2,5.8264309951249968E-2,5.8243635520000017E-2,5.821332995124999E-2,5.8173012499999996E-2,5.812236365125005E-2,5.8061125120000043E-2,5.7989099851250045E-2,5.7906152019999976E-2,5.7812207031249993E-2,5.7707251520000044E-2,5.7591333351250037E-2,5.7464561620000007E-2,5.7327106651250001E-2,5.7179200000000027E-2,5.7021134451250052E-2,5.6853264020000002E-2,5.6676003951249984E-2,5.6489830719999953E-2,5.6295282031249991E-2,5.6092956820000026E-2,5.5883515251250057E-2,5.5667678719999988E-2,5.5446229851250015E-2,5.5220012500000012E-2,5.4989931751249929E-2,5.4756953920000004E-2,5.452210655124988E-2,5.4286478419999992E-2,5.4051219531250069E-2,5.3817541119999965E-2,5.3586715651249991E-2,5.3360076820000032E-2,5.313901955124993E-2,5.2924999999999875E-2,5.2999999999999999E-2,5.2999999999999999E-2,5.2999999999999999E-2,5.2999999999999999E-2,5.2999999999999999E-2,5.2999999999999999E-2,5.2999999999999999E-2,5.2999999999999999E-2,5.2999999999999999E-2,5.2999999999999999E-2,5.2999999999999999E-2,5.2999999999999999E-2,5.2999999999999999E-2,5.2999999999999999E-2,5.2999999999999999E-2,5.2999999999999999E-2,5.2999999999999999E-2,5.2999999999999999E-2,5.2999999999999999E-2,5.2999999999999999E-2]
[null,"Required Harvest Rate:",null,null,null,null,null,{"$f":"IF(ISERROR($H34*(7)*(1/$H10)*(43560)/(43560)*(12))=TRUE,0,($H34*(7)*(1/$H10)*(43560)/(43560)*(12)))","v":0},{"$f":"IF(ISERROR($I34*(7)*(1/$I10)*(43560)/(43560)*(12))=TRUE,0,($I34*(7)*(1/$I10)*(43560)/(43560)*(12)))","v":0},{"$f":"IF(ISERROR($J34*(7)*(1/$J10)*(43560)/(43560)*(12))=TRUE,0,($J34*(7)*(1/$J10)*(43560)/(43560)*(12)))","v":0},{"$f":"IF(ISERROR($K34*(7)*(1/$K10)*(43560)/(43560)*(12))=TRUE,0,($K34*(7)*(1/$K10)*(43560)/(43560)*(12)))","v":0},"IN/WEEK",null,null,null,null,null,null,null,null,null,null,"ASPHALT, 0.2 % SLOPE",null,null,0.41749999999999998,null,null,null,null,null,"Zone 4",4,null,null,null,null,0.6,"R","=",-4.2099999999999999E-4,"+",7.4479999999999998E-3,"-",4.9689999999999998E-2,"+",0.15523000000000001,"-",0.23043,"+",0.20960999999999999,23,60,null,null,null,null,null,0.16095665136718751,0.15316937577,0.14595427162906249,0.13928099776,0.13312021966593751,0.12744359375,0.12222375152781249,0.11743428384,0.1130497250646875,0.10904553733,0.1053980947265625,0.10208466752000001,9.9083406363437487E-2,9.6373326510000024E-2,9.3934292025312532E-2,9.1746999999999995E-2,8.9792964762187483E-2,8.8054502090000014E-2,8.6514713424062528E-2,8.5157470080000019E-2,8.396739746093751E-2,8.2929859269999989E-2,8.20309417228125E-2,8.1257437759999995E-2,8.0596831259687557E-2,8.0037281250000036E-2,7.9567606121562523E-2,7.9177267840000065E-2,7.8856356158437474E-2,7.8595572829999988E-2,7.8386215820312494E-2,7.822016352000008E-2,7.8089858957187536E-2,7.7988294010000153E-2,7.7908993619062478E-2,7.7846000000000054E-2,7.7793856855937565E-2,7.7747593589999969E-2,7.7702709517812468E-2,7.7655158080000036E-2,7.7601331054687611E-2,7.7538042770000121E-2,7.7462514316562564E-2,7.7372357760000093E-2,7.7265560353437651E-2,7.7140468750000163E-2,7.6995773215312618E-2,7.6830491839999931E-2,7.6643954752187687E-2,7.6435788330000004E-2,7.6205899414062556E-2,7.5954459519999934E-2,7.5681889050937784E-2,7.5388841510000165E-2,7.5076187712812686E-2,7.4745000000000089E-2,7.4396536449687495E-2,7.4032225089999987E-2,7.3653648111562636E-2,7.3262526080000306E-2,7.2860702148437678E-2,7.2450126269999832E-2,7.2032839410312272E-2,7.1610957759999955E-2,7.1186656947187427E-2,7.076215625000018E-2,7.0339702809062793E-2,6.992155584000051E-2,6.950997084593738E-2,6.9107183830000168E-2,6.8715395507812832E-2,6.8336755520000542E-2,6.7973346644687821E-2,6.7627169010000016E-2,6.7300124306562542E-2,6.6994000000000248E-2,6.6710453543437992E-2,6.645099659000045E-2,6.6216979205312693E-2,6.6009574079999994E-2,6.5829760742187632E-2,6.5678309769999804E-2,6.5555767004062432E-2,6.5462437759999631E-2,6.5398371040937958E-2,6.5363343750000219E-2,6.5356844902812489E-2,6.5378059840000585E-2,6.5425854439687431E-2,6.5498759330000406E-2,6.5594954101562269E-2,6.5712251520000736E-2,6.5848081738437841E-2,6.5999476510000626E-2,6.6163053400312505E-2,6.633500000000106E-2,6.6000000000000003E-2,6.6000000000000003E-2,6.6000000000000003E-2,6.6000000000000003E-2,6.6000000000000003E-2,6.6000000000000003E-2,6.6000000000000003E-2,6.6000000000000003E-2,6.6000000000000003E-2,6.6000000000000003E-2,6.6000000000000003E-2,6.6000000000000003E-2,6.6000000000000003E-2,6.6000000000000003E-2,6.6000000000000003E-2,6.6000000000000003E-2,6.6000000000000003E-2,6.6000000000000003E-2,6.6000000000000003E-2,6.6000000000000003E-2]
[null,null,null,null,null,null,null,null,null,null,null,null,null,null,null,null,null,null,null,null,null,null,"ASPHALT, 2.0 % SLOPE",null,null,0.59419999999999995,null,null,null,null,null,"Zone 5",5,null,null,null,null,0.7,"R","=",-7.1000000000000002E-4,"+",1.3100000000000001E-2,"-",9.0899999999999995E-2,"+",0.2974,"-",0.46949999999999997,"+",0.39200000000000002,24,70,null,null,null,null,null,0.29184266601562503,0.27556608470000005,0.26040201532187501,0.24629448960000003,0.23318931787812502,0.22103406250000002,0.20977801118437506,0.19937215040000006,0.18976913874062504,0.18092328030000004,0.17279049804687507,0.16532830720000005,0.15849578860312502,0.15225356210000004,0.14656375990937504,0.14139000000000002,0.136697359465625,0.1324523479000001,0.12862288077187511,0.12517825280000006,0.12208911132812506,0.11932742970000004,0.1168664806343751,0.11468080960000004,0.11274620819062514,0.11103968750000015,0.10953945149687511,0.10822487040000017,0.10707645405312505,0.10607582530000004,0.10520569335937502,0.10444982720000018,0.10379302891562514,0.1032211071000001,0.10272085022187516,0.10228000000000015,0.10188722477812528,0.10153209289999998,0.10120504608437508,0.10089737280000022,0.10060118164062537,0.10030937470000023,0.10001562094687533,9.9714329600000151E-2,9.9400623503125396E-2,9.9070312500000202E-2,9.8719866809375501E-2,9.8346390400000039E-2,9.7947594365625279E-2,9.752177030000031E-2,9.7067763671874974E-2,9.6584947200000104E-2,9.6073194228125325E-2,9.5532852100000398E-2,9.4964715534375244E-2,9.4370000000000398E-2,9.3750315090625702E-2,9.3107637900000539E-2,9.244428639687563E-2,9.1762892800000606E-2,9.1066376953125361E-2,9.0357919700000067E-2,8.9640936259375636E-2,8.8919049599999966E-2,8.8196063815625947E-2,8.7475937500000156E-2,8.6762757121876422E-2,8.6060710400000517E-2,8.5374059678124614E-2,8.4707115300000413E-2,8.4064208984376054E-2,8.3449667200000799E-2,8.2867784540625267E-2,8.2322797100000789E-2,8.1818855846875205E-2,8.1360000000000432E-2,8.0950130403126486E-2,8.0592982900001053E-2,8.0292101709376396E-2,8.0050812800000037E-2,7.9872197265625888E-2,7.9759064700000715E-2,7.971392657187526E-2,7.9738969600000265E-2,7.9836029128127373E-2,8.0006562500001377E-2,0.08,0.08,0.08,0.08,0.08,0.08,0.08,0.08,0.08,0.08,0.08,0.08,0.08,0.08,0.08,0.08,0.08,0.08,0.08,0.08,0.08,0.08,0.08,0.08,0.08,0.08,0.08,0.08,0.08,0.08]
[null,"Supplemental Water:",null,null,null,null,null,null,null,null,null,null,null,null,null,null,null,null,null,null,null,null,"CONCRETE, 0.2% SLOPE",null,null,0.95309999999999995,null,null,null,null,null,null,null,null,null,null,null,0.8,"R","=",null,"+",1.8500000000000001E-3,"-",3.0200000000000001E-2,"+",0.18060000000000001,"-",0.47949999999999998,"+",0.60629999999999995,25,80,null,null,null,null,null,0.49724785156249995,0.47790358499999996,0.45933143656249997,0.44151056,0.42442038656249997,0.40804062499999993,0.3923512615625,0.37733255999999998,0.36296506156249997,0.34922958500000001,0.33610722656249997,0.32357935999999998,0.31162763656249998,0.30023398499999998,0.2893806115625,{"$f":"(($AO37*(BV$12^5))+($AQ37*(BV$12^4))-($AS37*(BV$12^3))+($AU37*(BV$12^2))-($AW37*(BV$12^1))+($AY37))","v":0.27904999999999996},0.26922491156249995,0.259888385,0.25102373656249999,0.24261456000000003,0.23464472656250002,0.22709838500000001,0.21995996156249992,0.21321416000000004,0.20684596156250001,0.20084062500000005,0.19518368656250001,0.18986096000000008,0.18485853656249995,0.18016278500000005,0.17576035156250003,{"$f":"(($AO37*(CL$12^5))+($AQ37*(CL$12^4))-($AS37*(CL$12^3))+($AU37*(CL$12^2))-($AW37*(CL$12^1))+($AY37))","v":0.1716381600000001},0.16778341156249998,0.16418358500000008,0.16082643656250001,0.15769999999999995,0.15479258656250006,0.15209278500000001,0.14958946156250008,0.14727176000000008,0.14512910156249992,0.14315118500000013,0.14132798656250001,0.13964976000000018,0.13810703656250012,0.13669062500000007,0.13539161156250012,{"$f":"(($AO37*(DB$12^5))+($AQ37*(DB$12^4))-($AS37*(DB$12^3))+($AU37*(DB$12^2))-($AW37*(DB$12^1))+($AY37))","v":0.13420136000000005},0.13311151156250001,0.13211398499999993,0.13120097656250007,0.13036496000000009,0.12959868656250007,0.12889518500000019,0.12824776156249995,0.12765000000000026,0.12709576156250013,0.12657918500000009,0.12609468656250022,0.12563696000000035,0.12520097656250029,0.12478198500000015,0.12437551156249993,0.12397736000000015,0.12358361156250031,0.123190625,0.12279503656250046,0.12239376000000035,0.12198398656249998,0.12156318500000018,0.12112910156250034,0.12067976000000036,0.12021346156250023,0.11972878500000028,0.11922458656250001,0.11870000000000014,0.11815443656250058,0.11758758500000022,0.11699941156250027,0.11639016000000002,0.1157603515625002,0.11511078500000005,0.11444253656250003,0.11375696000000024,0.11305568656250065,0.11234062499999975,0.11161396156249992,0.11087816000000028,0.11013596156249938,0.10939038500000009,0.10864472656249979,0.10790256000000065,0.10716773656250023,0.10644438500000086,0.10573691156249942,0.1050500000000002,0.104,0.104,0.104,0.104,0.104,0.104,0.104,0.104,0.104,0.104,0.104,0.104,0.104,0.104,0.104,0.104,0.104,0.104,0.104,0.104]
[null,null,null,null,null,null,null,null,null,null,null,null,null,null,null,null,null,null,null,null,null,null,"CONCRETE, 2.0% SLOPE",null,null,0.94569999999999999,null,null,null,null,null,{"$f":"E7","v":""},null,null,null,null,null,0.9,"R","=",null,"+",null,"-",2.5999999999999999E-3,"+",5.7599999999999998E-2,"-",0.40910000000000002,"+",1.0840000000000001,26,90,null,null,null,null,null,{"$f":"(($AO38*(BG$12^5))+($AQ38*(BG$12^4))-($AS38*(BG$12^3))+($AU38*(BG$12^2))-($AW38*(BG$12^1))+($AY38))","v":0.9852843750000001},0.96638380000000002,0.94775952500000005,0.92940960000000006,0.91133207500000002,0.89352500000000012,0.87598642500000001,0.8587144000000001,0.84170697500000013,0.82496220000000009,0.80847812500000005,0.79225280000000009,0.77628427500000008,0.7605706000000001,0.74510982500000011,0.72989999999999999,0.71493917500000004,0.7002254,0.68575672500000007,0.67153119999999999,0.65754687499999998,0.64380180000000009,0.63029402500000009,0.61702160000000006,0.60398257500000008,0.59117500000000001,0.57859692500000004,0.56624640000000004,0.55412147500000009,0.54222020000000004,0.53054062499999999,0.51908080000000001,0.50783877500000008,0.49681260000000005,0.48600032500000001,0.47540000000000004,0.46500967500000012,0.4548274000000001,0.44485122500000007,0.43507919999999989,0.42550937500000008,0.41613980000000006,0.40696852500000014,0.39799359999999995,0.38921307500000002,0.38062499999999999,0.37222742500000017,0.36401840000000008,0.35599597500000013,0.34815820000000008,0.34050312500000013,0.3330287999999999,0.32573327499999993,0.31861460000000008,0.31167082499999998,0.30489999999999995,0.29830017500000006,0.29186940000000006,0.28560572500000014,0.27950720000000007,0.2735718749999998,0.26779779999999997,0.2621830249999999,0.25672559999999989,0.25142357500000001,0.24627500000000002,0.241277925,0.23643040000000004,0.2317304750000001,0.22717620000000005,0.22276562500000008,0.21849679999999994,0.21436777499999993,0.21037659999999991,0.20652132499999998,0.20279999999999998,0.19921067500000011,0.19575140000000013,0.19242022500000011,0.18921520000000003,0.18613437499999985,0.1831758,0.180337525,0.17761759999999982,0.17501407499999999,0.17252499999999982,0.17014842499999983,0.16788239999999999,0.16572497499999994,0.16367420000000021,0.161728125,0.15988479999999994,0.15814227500000011,0.15649859999999993,0.15495182499999993,0.15349999999999997,{"$f":"(($AO38*(EY$12^5))+($AQ38*(EY$12^4))-($AS38*(EY$12^3))+($AU38*(EY$12^2))-($AW38*(EY$12^1))+($AY38))","v":0.15214117499999968},0.15087340000000027,0.14969472499999981,0.14860320000000016,0.14759687499999985,0.14667380000000008,0.14583202499999981,0.14506960000000024,0.14438457499999968,0.14377500000000021,0.14323892499999991,0.14277439999999975,0.14237947500000003,0.14205219999999974,0.14179062500000006,0.14159280000000019,0.1414567750000002,0.14138059999999975,0.14136232500000023,0.14139999999999997]
[null,"The average yearly demand for harvested water:",null,null,null,null,null,{"$f":"(IF($H$16=\"SOLVE FOR HARVEST EFFICIENCY\", $H$19,$H$35))*(52*H10*0.325829)/(12*43560)","v":0},{"$f":"(IF($H$16=\"SOLVE FOR HARVEST EFFICIENCY\", $I$19,$I$35))*(52*I10*0.325829)/(12*43560)","v":0},{"$f":"(IF($H$16=\"SOLVE FOR HARVEST EFFICIENCY\", $J$19,$J$35))*(52*J10*0.325829)/(12*43560)","v":0},{"$f":"(IF($H$16=\"SOLVE FOR HARVEST EFFICIENCY\", $K$19,$K$35))*(52*K10*0.325829)/(12*43560)","v":0},"MGY",null,null,null,null,null,null,null,null,null,null,"SHINGLES, 25% SLOPE",null,null,0.9587,null,null,null,null,null,null,null,null,null,null,null,"Zone 4",null,null,null,null,null,null,null,null,null,null,null,null,null,27,"X =",0,0.05,0.1,0.15,0.2,0.25,0.3,0.35,0.4,0.45,0.5,0.55000000000000004,0.6,0.65,0.7,0.75,0.8,0.85,0.9,0.95,1,1.05,1.1000000000000001,1.1499999999999999,1.2,1.25,1.3,1.35,1.4,1.45,1.5,1.55,1.6,1.65,1.7,1.75,1.8,1.85,1.9,1.95,2,2.0499999999999998,2.1,2.15,2.2000000000000002,2.25,2.2999999999999998,2.35,2.4,2.4500000000000002,2.5,2.5499999999999998,2.6,2.65,2.7,2.75,2.8,2.85,2.9,2.95,3,3.05,3.1,3.15,3.2,3.25,3.3,3.35,3.4,3.45,3.5,3.55,3.6,3.65,3.7,3.75,3.8,3.85,3.9,3.95,4,4.05,4.0999999999999996,4.1500000000000004,4.2,4.25,4.3,4.3499999999999996,4.4000000000000004,4.45,4.5,4.55,4.5999999999999996,4.6500000000000004,4.7,4.75,4.8,4.8499999999999996,4.9000000000000004,4.95,5,5.05,5.0999999999999996,5.15,5.2,5.25,5.3,5.35,5.4,5.45,5.5,5.55,5.6,5.65,5.7,5.75,5.8,5.85,5.9,5.95,6]
[null,"The average potential supply of harvested water:",null,null,null,null,null,{"$f":" IF(ISERROR(('Watershed Characteristics'!$T$17*$H$22*'General Site Information'!$H$13*0.325829)/(12))=TRUE,\"\",(('Watershed Characteristics'!$T$17*$H$22*'General Site Information'!$H$13*0.325829)/(12)))","v":""},{"$f":" IF(ISERROR(('Watershed Characteristics'!$T$32*$I$22*'General Site Information'!$H$13*0.325829)/(12))=TRUE,\"\",(('Watershed Characteristics'!$T$32*$I$22*'General Site Information'!$H$13*0.325829)/(12)))","v":""},{"$f":" IF(ISERROR(('Watershed Characteristics'!$T$47*$J$22*'General Site Information'!$H$13*0.325829)/(12))=TRUE,\"\",(('Watershed Characteristics'!$T$47*$J$22*'General Site Information'!$H$13*0.325829)/(12)))","v":""},{"$f":" IF(ISERROR(('Watershed Characteristics'!$T$62*$K$22*'General Site Information'!$H$13*0.325829)/(12))=TRUE,\"\",(('Watershed Characteristics'!$T$62*$K$22*'General Site Information'!$H$13*0.325829)/(12)))","v":""},"MGY",null,null,null,null,null,null,null,null,null,null,"SHINGLES, 5% SLOPE",null,null,0.83709999999999996,null,null,null,null,null,"HE:",{"$f":"IF($H$16=\"SOLVE FOR HARVEST EFFICIENCY\",$H$29,$H$19)","v":0},null,null,null,null,0.2,"R","=",null,"+",null,"-",2.5000000000000001E-3,"+",1.5699999999999999E-2,"-",3.1399999999999997E-2,"+",3.9100000000000003E-2,28,20,null,null,null,null,null,{"$f":"(($AO40*(BG$12^5))+($AQ40*(BG$12^4))-($AS40*(BG$12^3))+($AU40*(BG$12^2))-($AW40*(BG$12^1))+($AY40))","v":3.2192187500000004E-2},3.1025500000000004E-2,2.9926062500000003E-2,2.8892000000000001E-2,2.7921437500000004E-2,2.7012500000000002E-2,2.6163312500000001E-2,2.5372000000000002E-2,2.4636687500000004E-2,2.3955500000000005E-2,2.3326562500000002E-2,2.2748000000000004E-2,2.22179375E-2,2.1734500000000004E-2,2.1295812500000004E-2,2.0900000000000002E-2,2.0545187499999999E-2,2.0229500000000001E-2,1.9951062500000002E-2,1.9708E-2,1.9498437500000007E-2,1.9320500000000008E-2,1.9172312500000004E-2,1.9052000000000006E-2,1.8957687500000008E-2,1.8887500000000002E-2,1.7999999999999999E-2,1.7999999999999999E-2,1.7999999999999999E-2,1.7999999999999999E-2,1.7999999999999999E-2,1.7999999999999999E-2,1.7999999999999999E-2,1.7999999999999999E-2,1.7999999999999999E-2,1.7999999999999999E-2,1.7999999999999999E-2,1.7999999999999999E-2,1.7999999999999999E-2,1.7999999999999999E-2,1.7999999999999999E-2,1.7999999999999999E-2,1.7999999999999999E-2,1.7999999999999999E-2,1.7999999999999999E-2,1.7999999999999999E-2,1.7999999999999999E-2,1.7999999999999999E-2,1.7999999999999999E-2,1.7999999999999999E-2,1.7999999999999999E-2,1.7999999999999999E-2,1.7999999999999999E-2,1.7999999999999999E-2,1.7999999999999999E-2,1.7999999999999999E-2,1.7999999999999999E-2,1.7999999999999999E-2,1.7999999999999999E-2,1.7999999999999999E-2,1.7999999999999999E-2,1.7999999999999999E-2,1.7999999999999999E-2,1.7999999999999999E-2,1.7999999999999999E-2,1.7999999999999999E-2,1.7999999999999999E-2,1.7999999999999999E-2,1.7999999999999999E-2,1.7999999999999999E-2,1.7999999999999999E-2,1.7999999999999999E-2,1.7999999999999999E-2,1.7999999999999999E-2,1.7999999999999999E-2,1.7999999999999999E-2,1.7999999999999999E-2,1.7999999999999999E-2,1.7999999999999999E-2,1.7999999999999999E-2,1.7999999999999999E-2,1.7999999999999999E-2,1.7999999999999999E-2,1.7999999999999999E-2,1.7999999999999999E-2,1.7999999999999999E-2,1.7999999999999999E-2,1.7999999999999999E-2,1.7999999999999999E-2,1.7999999999999999E-2,1.7999999999999999E-2,1.7999999999999999E-2,1.7999999999999999E-2,1.7999999999999999E-2,1.7999999999999999E-2,1.7999999999999999E-2,1.7999999999999999E-2,1.7999999999999999E-2,1.7999999999999999E-2,1.7999999999999999E-2,1.7999999999999999E-2,1.7999999999999999E-2,1.7999999999999999E-2,1.7999999999999999E-2,1.7999999999999999E-2,1.7999999999999999E-2,1.7999999999999999E-2,1.7999999999999999E-2,1.7999999999999999E-2,1.7999999999999999E-2,1.7999999999999999E-2,1.7999999999999999E-2,1.7999999999999999E-2,1.7999999999999999E-2,1.7999999999999999E-2,1.7999999999999999E-2]
[null,"The average supplemental water needed per year:",null,null,null,null,null,{"$f":"IF($H$39<$H$40,0,-($H$40-$H$39))","v":0},{"$f":"IF($I$39<$I$40,0,-($I$40-$I$39))","v":0},{"$f":"IF($J$39<$J$40,0,-($J$40-$J$39))","v":0},{"$f":"IF($K$39<$K$40,0,-($K$40-$K$39))","v":0},"MGY",null,null,null,null,null,null,null,null,null,null,"SHINGLES, 50% SLOPE",null,null,0.95440000000000003,null,null,null,null,null,"HV",{"$f":"$H$23","v":0},null,null,null,null,0.3,"R","=",null,"+",null,"-",1.6999999999999999E-3,"+",1.2800000000000001E-2,"-",3.0599999999999999E-2,"+",0.06,29,30,null,null,null,null,null,5.3123437499999995E-2,5.1926100000000003E-2,5.07851125E-2,4.9699199999999999E-2,4.8667087499999998E-2,4.7687500000000001E-2,4.67591625E-2,4.5880799999999999E-2,4.5051137499999998E-2,4.42689E-2,4.3532812500000004E-2,4.2841599999999994E-2,4.2193987500000002E-2,4.1588699999999999E-2,4.1024462499999997E-2,4.0500000000000001E-2,4.0014037500000002E-2,3.9565299999999998E-2,3.91525125E-2,3.8774400000000001E-2,3.8429687500000004E-2,3.8117100000000001E-2,3.7835362500000004E-2,3.7583200000000004E-2,3.7359337499999999E-2,3.7162500000000001E-2,{"$f":"(($AO41*(CG$12^5))+($AQ41*(CG$12^4))-($AS41*(CG$12^3))+($AU41*(CG$12^2))-($AW41*(CG$12^1))+($AY41))","v":3.6991412500000001E-2},3.6844799999999997E-2,3.6721387500000001E-2,3.6619899999999997E-2,3.6539062499999997E-2,3.6477600000000006E-2,3.6434237500000001E-2,3.6407700000000001E-2,3.6396712500000004E-2,3.6400000000000002E-2,3.5999999999999997E-2,3.5999999999999997E-2,3.5999999999999997E-2,3.5999999999999997E-2,3.5999999999999997E-2,3.5999999999999997E-2,3.5999999999999997E-2,3.5999999999999997E-2,3.5999999999999997E-2,3.5999999999999997E-2,3.5999999999999997E-2,3.5999999999999997E-2,3.5999999999999997E-2,3.5999999999999997E-2,3.5999999999999997E-2,3.5999999999999997E-2,3.5999999999999997E-2,3.5999999999999997E-2,3.5999999999999997E-2,3.5999999999999997E-2,3.5999999999999997E-2,3.5999999999999997E-2,3.5999999999999997E-2,3.5999999999999997E-2,3.5999999999999997E-2,3.5999999999999997E-2,3.5999999999999997E-2,3.5999999999999997E-2,3.5999999999999997E-2,3.5999999999999997E-2,3.5999999999999997E-2,3.5999999999999997E-2,3.5999999999999997E-2,3.5999999999999997E-2,3.5999999999999997E-2,3.5999999999999997E-2,3.5999999999999997E-2,3.5999999999999997E-2,3.5999999999999997E-2,3.5999999999999997E-2,3.5999999999999997E-2,3.5999999999999997E-2,3.5999999999999997E-2,3.5999999999999997E-2,3.5999999999999997E-2,3.5999999999999997E-2,3.5999999999999997E-2,3.5999999999999997E-2,3.5999999999999997E-2,3.5999999999999997E-2,3.5999999999999997E-2,3.5999999999999997E-2,3.5999999999999997E-2,3.5999999999999997E-2,3.5999999999999997E-2,3.5999999999999997E-2,3.5999999999999997E-2,3.5999999999999997E-2,3.5999999999999997E-2,3.5999999999999997E-2,3.5999999999999997E-2,3.5999999999999997E-2,3.5999999999999997E-2,3.5999999999999997E-2,3.5999999999999997E-2,3.5999999999999997E-2,3.5999999999999997E-2,3.5999999999999997E-2,3.5999999999999997E-2,3.5999999999999997E-2,3.5999999999999997E-2,3.5999999999999997E-2,3.5999999999999997E-2,3.5999999999999997E-2,3.5999999999999997E-2,3.5999999999999997E-2,3.5999999999999997E-2,3.5999999999999997E-2,3.5999999999999997E-2,3.5999999999999997E-2]
[null,null,null,null,null,null,null,null,null,null,null,null,null,null,null,null,null,null,null,null,null,null,"TILE ROOF, 25% SLOPE",null,null,0.96779999999999999,null,null,null,null,null,"HR:",{"$f":"IF($H$16=\"SOLVE FOR HARVEST EFFICIENCY\",$H$28,$H$33)","v":0},null,null,null,null,0.4,"R","=",null,"+",null,"-",1.8E-3,"+",1.5299999999999999E-2,"-",4.3099999999999999E-2,"+",8.9599999999999999E-2,30,40,null,null,null,null,null,7.9753124999999994E-2,7.7998399999999996E-2,7.6312075000000007E-2,7.4692800000000004E-2,7.3139225000000002E-2,7.1649999999999991E-2,7.0223775000000002E-2,6.8859200000000009E-2,6.7554925000000002E-2,6.6309599999999996E-2,6.5121874999999996E-2,6.3990400000000003E-2,6.2913824999999993E-2,6.1890800000000003E-2,6.0919975000000001E-2,0.06,5.9129524999999995E-2,5.8307200000000003E-2,5.7531674999999997E-2,5.6801600000000008E-2,5.6115625000000002E-2,5.5472399999999998E-2,5.4870575000000005E-2,5.4308799999999997E-2,5.3785725000000006E-2,5.33E-2,5.2850275000000002E-2,5.2435200000000001E-2,5.2053425E-2,5.1703599999999988E-2,5.1384375000000003E-2,5.1094399999999998E-2,5.0832324999999998E-2,5.0596800000000011E-2,5.0386475E-2,5.0199999999999995E-2,5.0036024999999998E-2,4.9893199999999999E-2,4.9770174999999993E-2,4.9665599999999997E-2,4.9578124999999987E-2,4.9506399999999992E-2,4.9449075000000002E-2,4.9404800000000013E-2,4.9372224999999992E-2,4.9350000000000005E-2,4.9000000000000002E-2,4.9000000000000002E-2,4.9000000000000002E-2,4.9000000000000002E-2,4.9000000000000002E-2,4.9000000000000002E-2,4.9000000000000002E-2,4.9000000000000002E-2,4.9000000000000002E-2,4.9000000000000002E-2,4.9000000000000002E-2,4.9000000000000002E-2,4.9000000000000002E-2,4.9000000000000002E-2,4.9000000000000002E-2,4.9000000000000002E-2,4.9000000000000002E-2,4.9000000000000002E-2,4.9000000000000002E-2,4.9000000000000002E-2,4.9000000000000002E-2,4.9000000000000002E-2,4.9000000000000002E-2,4.9000000000000002E-2,4.9000000000000002E-2,4.9000000000000002E-2,4.9000000000000002E-2,4.9000000000000002E-2,4.9000000000000002E-2,4.9000000000000002E-2,4.9000000000000002E-2,4.9000000000000002E-2,4.9000000000000002E-2,4.9000000000000002E-2,4.9000000000000002E-2,4.9000000000000002E-2,4.9000000000000002E-2,4.9000000000000002E-2,4.9000000000000002E-2,4.9000000000000002E-2,4.9000000000000002E-2,4.9000000000000002E-2,4.9000000000000002E-2,4.9000000000000002E-2,4.9000000000000002E-2,4.9000000000000002E-2,4.9000000000000002E-2,4.9000000000000002E-2,4.9000000000000002E-2,4.9000000000000002E-2,4.9000000000000002E-2,4.9000000000000002E-2,4.9000000000000002E-2,4.9000000000000002E-2,4.9000000000000002E-2,4.9000000000000002E-2,4.9000000000000002E-2,4.9000000000000002E-2,4.9000000000000002E-2,4.9000000000000002E-2,4.9000000000000002E-2,4.9000000000000002E-2,4.9000000000000002E-2,4.9000000000000002E-2,4.9000000000000002E-2,4.9000000000000002E-2,4.9000000000000002E-2,4.9000000000000002E-2,4.9000000000000002E-2,4.9000000000000002E-2]
[null,null,null,null,null,null,null,null,null,null,null,null,null,null,null,null,null,null,null,null,null,null,"TILE ROOF, 5% SLOPE",null,null,0.9627,null,null,null,null,null,null,null,null,null,null,null,0.5,"R","=",null,"+",4.0000000000000002E-4,"-",6.7000000000000002E-3,"+",3.61E-2,"-",8.2299999999999998E-2,"+",0.1457,31,50,null,null,null,null,null,0.12727812499999999,0.12408134,0.12103599,0.11813744,0.11538111500000001,0.11276249999999999,0.11027714,0.10792064,0.105688665,0.10357694000000001,0.10158125,9.9697439999999998E-2,9.7921414999999984E-2,9.6249139999999997E-2,9.4676640000000006E-2,9.3200000000000005E-2,9.1815364999999982E-2,9.0518939999999992E-2,8.9306990000000003E-2,8.8175839999999991E-2,8.7121875000000001E-2,8.6141539999999989E-2,8.5231339999999989E-2,8.4387839999999992E-2,8.3607664999999998E-2,8.2887500000000003E-2,8.2224089999999986E-2,8.1614240000000005E-2,8.1054814999999988E-2,8.0542739999999974E-2,8.0075000000000007E-2,7.9648640000000007E-2,7.9260765000000011E-2,7.8908540000000013E-2,7.8589189999999989E-2,7.8300000000000008E-2,7.8038315000000011E-2,7.7801539999999975E-2,7.7587140000000013E-2,7.7392639999999999E-2,7.7215624999999996E-2,7.7053739999999996E-2,7.6904690000000012E-2,7.6766239999999958E-2,7.6636215000000008E-2,7.6512499999999983E-2,7.6393040000000023E-2,7.6275839999999984E-2,7.6158965000000023E-2,7.604053999999999E-2,7.5918750000000007E-2,7.5791839999999999E-2,7.5658114999999998E-2,7.5515940000000004E-2,7.5363740000000012E-2,7.5199999999999989E-2,7.5023265000000006E-2,7.4832139999999964E-2,7.4625290000000011E-2,7.4401440000000013E-2,7.4159374999999972E-2,7.389793999999994E-2,7.3616040000000049E-2,7.3312639999999957E-2,7.2986765000000009E-2,7.2637499999999966E-2,7.1999999999999995E-2,7.1999999999999995E-2,7.1999999999999995E-2,7.1999999999999995E-2,7.1999999999999995E-2,7.1999999999999995E-2,7.1999999999999995E-2,7.1999999999999995E-2,7.1999999999999995E-2,7.1999999999999995E-2,7.1999999999999995E-2,7.1999999999999995E-2,7.1999999999999995E-2,7.1999999999999995E-2,7.1999999999999995E-2,7.1999999999999995E-2,7.1999999999999995E-2,7.1999999999999995E-2,7.1999999999999995E-2,7.1999999999999995E-2,7.1999999999999995E-2,7.1999999999999995E-2,7.1999999999999995E-2,7.1999999999999995E-2,7.1999999999999995E-2,7.1999999999999995E-2,7.1999999999999995E-2,7.1999999999999995E-2,7.1999999999999995E-2,7.1999999999999995E-2,7.1999999999999995E-2,7.1999999999999995E-2,7.1999999999999995E-2,7.1999999999999995E-2,7.1999999999999995E-2,7.1999999999999995E-2,7.1999999999999995E-2,7.1999999999999995E-2,7.1999999999999995E-2,7.1999999999999995E-2,7.1999999999999995E-2,7.1999999999999995E-2,7.1999999999999995E-2,7.1999999999999995E-2,7.1999999999999995E-2,7.1999999999999995E-2,7.1999999999999995E-2,7.1999999999999995E-2,7.1999999999999995E-2,7.1999999999999995E-2]
[null,null,null,null,null,null,null,null,null,null,null,null,null,null,null,null,null,null,null,null,null,null,"TILE ROOF, 50% SLOPE",null,null,0.97230000000000005,null,null,null,null,null,null,null,null,null,null,null,0.6,"R","=",-1.7000000000000001E-4,"+",3.5000000000000001E-3,"-",2.725E-2,"+",9.98E-2,"-",0.1787,"+",0.2341,32,60,null,null,null,null,null,0.19525022460937499,0.18876418690000002,0.18266378525312502,0.17693185919999999,0.17155172864687501,0.16650718749999999,0.16178249729062499,0.15736238080000001,0.153232015684375,0.14937702810000003,0.14578348632812499,0.14243789440000001,0.139327185721875,0.13643871670000002,0.13376026036562499,0.13128000000000001,0.128986522759375,0.12686881329999999,0.124916247403125,0.12311858560000002,0.12146596679687502,0.11994890189999999,0.11855826744062503,0.11728529920000005,0.11612158583437501,0.1150590625,0.11409000447812503,0.11320702080000003,0.11240304787187502,0.11167134309999996,0.11100547851562503,0.11039933440000002,0.10984709290937497,0.10934323170000002,0.10888251755312503,0.10846,0.10807100494687505,0.10771112830000001,0.10737622959062501,0.10706242559999998,0.10676608398437501,0.1064838169,0.10621247462812503,0.10594913920000007,0.10569111802187506,0.10543593750000005,0.10518133666562504,0.10492526079999995,0.10466585505937506,0.10440145810000009,0.10413059570312491,0.10385197440000007,0.10356447509687486,0.10326714670000006,0.10295919974062498,0.10263999999999998,0.1023090621343751,0.10196604330000017,0.10161073677812496,0.1012430656000001,0.10086307617187487,0.10047093190000003,0.10006690681562483,9.9651379199999918E-2,9.9224825209374951E-2,9.8787812500000044E-2,9.8340993853125253E-2,9.7885100800000041E-2,9.7420937246874978E-2,9.6949373099999875E-2,9.6471337890624925E-2,9.5987814400000177E-2,9.5499832284375114E-2,9.500846170000013E-2,9.4514806928124889E-2,9.4020000000000131E-2,9.3525194321875255E-2,9.3031558300000122E-2,9.25402689656252E-2,9.2052505599999918E-2,9.1569443359374697E-2,9.1092246899999868E-2,9.0622064003124808E-2,9.0160019199999858E-2,8.9707207396875238E-2,8.9264687499999967E-2,8.8999999999999996E-2,8.8999999999999996E-2,8.8999999999999996E-2,8.8999999999999996E-2,8.8999999999999996E-2,8.8999999999999996E-2,8.8999999999999996E-2,8.8999999999999996E-2,8.8999999999999996E-2,8.8999999999999996E-2,8.8999999999999996E-2,8.8999999999999996E-2,8.8999999999999996E-2,8.8999999999999996E-2,8.8999999999999996E-2,8.8999999999999996E-2,8.8999999999999996E-2,8.8999999999999996E-2,8.8999999999999996E-2,8.8999999999999996E-2,8.8999999999999996E-2,8.8999999999999996E-2,8.8999999999999996E-2,8.8999999999999996E-2,8.8999999999999996E-2,8.8999999999999996E-2,8.8999999999999996E-2,8.8999999999999996E-2,8.8999999999999996E-2,8.8999999999999996E-2]
[null,null,null,null,null,null,null,null,null,null,null,null,null,null,null,null,null,null,null,null,null,null,{"$f":"H13","v":0},null,null,{"$f":"VLOOKUP($W$45,$W$35:$Z$44,4,FALSE)","v":{"$error":"#N/A"}},null,null,null,null,null,null,null,null,null,null,null,0.7,"R","=",null,"+",1.1349999999999999E-3,"-",1.72E-2,"+",9.35E-2,"-",0.2238,"+",0.33800000000000002,33,70,null,null,null,null,null,0.28762943359375004,0.27881979350000002,0.27040333209375,0.26236825600000002,0.25470294209375,0.24739593750000002,0.24043595959375003,0.23381189600000002,0.22751280459375001,0.22152791350000003,0.21584662109375002,0.21045849600000002,0.20535327709375004,0.20052087350000003,0.19595136459375001,0.19163500000000003,0.18756219959375003,0.18372355350000003,0.18010982209375004,0.17671193600000004,0.17352099609375002,0.17052827349999999,0.16772520959375004,0.16510341600000003,0.16265467459375005,0.16037093750000003,0.15824432709375,0.15626713600000003,0.15443182709375,0.15273103350000006,0.15115755859375002,0.14970437600000003,0.14836462959375002,0.14713163350000003,0.14599887209375007,0.14496000000000003,0.14400884209375003,0.14313939349999999,0.14234581959374998,0.14162245600000001,0.14096380859375007,0.14036455350000004,0.13981953709375,0.13932377600000001,0.13887245709375001,0.13846093750000005,0.13808474459375003,0.13773957599999997,0.1374212995937501,0.13712595350000006,0.13684974609374995,0.13658905599999999,0.13634043209375002,0.13610059350000009,0.13586642959374989,0.13563500000000006,0.13540353459375004,0.13516943349999994,0.13493026709375006,0.13468377600000009,0.13442787109375004,0.1341606334999999,0.13388031459374999,0.13358533600000017,0.13327428959374993,0.1329459375,0.1325992120937502,0.1322332160000001,0.13184722209375005,0.13144067350000005,0.13101318359375008,0.13056453600000001,0.13009468459375012,0.12960375350000014,0.12909203709374989,0.12855999999999995,0.12800827709375023,0.12743767350000007,0.12684916459375012,0.12624389599999991,0.12562318359374997,0.1249885134999999,0.12434154209374976,0.12368409600000002,0.12301817209374993,0.12234593750000017,{"$f":"(($AO45*(EO$12^5))+($AQ45*(EO$12^4))-($AS45*(EO$12^3))+($AU45*(EO$12^2))-($AW45*(EO$12^1))+($AY45))","v":0.12166972959374983},0.1209920559999999,0.12031559459374991,0.11964319349999991,0.11897787109375008,0.11832281599999978,0.11768138709375026,0.11705711349999998,0.11645369459374971,0.11587500000000012,0.11532506959374972,0.11480811350000003,0.11432851209374933,0.11389081599999978,0.11349974609375008,0.11316019350000056,0.11287721959374969,0.112656056,0.11250210459374971,0.11242093749999976,0.112,0.112,0.112,0.112,0.112,0.112,0.112,0.112,0.112,0.112]
[null,null,null,null,null,null,null,null,null,null,null,null,null,null,null,null,null,null,null,null,null,null,{"$f":"IF(AND($AG$41<0.25,$AG$41>0)=TRUE,\"WARNING: THE SPECIFIED HARVEST VOLUME IS LESS THAN 0.25 INCHES OVER THE EQUIVALENT IMPERVIOUS AREA. THE HARVEST VOLUME MUST BE GREATER THAN 0.25 INCHES OVER THE EQUIVALENT IMPERVIOUS AREA\",0)","v":0},null,null,null,null,null,null,null,null,null,null,null,null,null,null,0.8,"R","=",null,"+",1.3500000000000001E-3,"-",2.1899999999999999E-2,"+",0.1283,"-",0.3337,"+",0.51139999999999997,34,80,null,null,null,null,null,0.43565683593749999,0.42225663499999999,0.40940304593749999,0.39708095999999993,0.38527547093749998,0.37397187499999995,0.36315567093749995,0.35281256,0.34292844593749994,0.33348943499999995,0.32448183593749996,0.31589215999999998,0.30770712093749997,0.29991363500000001,0.29249882093749996,0.28544999999999998,0.27875469593749996,0.272400635,0.26637574593750002,0.26066816000000004,0.25526621093750002,0.25015843499999996,0.24533357093749997,0.24078055999999998,0.23648854593749996,0.23244687499999994,0.22864509593749999,0.22507295999999999,0.22172042093749988,0.21857763499999999,0.21563496093749995,0.21288295999999995,0.21031239593749995,0.207914235,0.20567964593749999,0.2036,0.20166687093750002,0.199872035,0.19820747093750002,0.19666535999999996,0.19523808593750003,0.19391823499999999,0.19269859593749999,0.19157216000000005,0.19053212093749994,0.18957187500000006,0.18868502093750006,0.18786535999999987,0.18710689593749996,0.18640383500000002,0.18575058593750005,0.18514176000000004,0.18457217093750011,0.18403683500000001,0.18353097093750004,0.18305000000000005,0.18258954593749988,0.18214543500000002,0.18171369593749975,0.1812905600000001,0.18087246093749998,0.18045603499999974,0.18003812093749993,0.17961576000000001,0.17918619593749996,0.17874687499999997,0.17829544593750013,0.17782975999999995,0.17734787093749982,0.17684803500000001,0.17632871093750013,0.17578856000000009,0.17522644593750003,0.17464143500000007,0.17403279593749976,0.17339999999999989,0.1727427209375002,0.17206083500000002,0.17135442093750031,0.1706237599999999,0.16986933593749975,0.16909183500000002,0.16829214593749964,0.16747135999999985,0.16663077093750023,0.16577187500000024,0.16489637093749987,0.16400616000000012,0.16310334593749942,0.16219023499999985,0.16126933593750004,0.16034336000000005,0.15941522093750027,0.15848803500000008,0.15756512093749986,0.15665000000000029,0.1557463959374995,0.1548582350000004,0.1539896459375002,0.15314495999999955,0.15232871093750011,0.15154563500000029,0.15080067093750016,0.15009896000000034,0.14944584593750021,0.14884687500000016,0.14830779593749976,0.14783456000000028,0.14743332093750083,0.14711043500000065,{"$f":"(($AO46*(FM$12^5))+($AQ46*(FM$12^4))-($AS46*(FM$12^3))+($AU46*(FM$12^2))-($AW46*(FM$12^1))+($AY46))","v":0.14687246093750039},0.14672615999999994,0.14667849593749949,0.14673663500000023,0.14690794593750145,0.14720000000000055]
[null,null,null,null,null,null,null,null,null,null,null,null,null,null,null,null,null,null,null,null,null,null,{"$f":"IF($AG$41>6,\"WARNING: THE SPECIFIED HARVEST VOLUME EXCEEDS 6.00 INCHES OVER  THE EQUIVALENT IMPERVIOUS AREA. THE HARVEST VOLUME MUST NOT EXCEED 6.00 INCHES OVER THE EQUIVALENT IMPERVIOUS AREA\",0)","v":0},null,null,null,null,null,null,null,null,null,null,null,null,null,null,0.9,"R","=",null,"+",8.0999999999999996E-4,"-",1.5900000000000001E-2,"+",0.1166,"-",0.39119999999999999,"+",0.747,35,90,null,null,null,null,null,0.65624222656249998,0.63971126099999998,0.62369394256249999,0.60817913599999995,0.59315582756249996,0.57861312499999995,0.56454025756250004,0.55092657599999995,0.53776155256250002,0.52503478100000001,0.51273597656250003,0.50085497600000006,0.48938173756250003,0.47830634100000002,0.46761898756250003,0.45730999999999999,0.44736982256249996,0.43778902099999994,0.42855828256250006,0.41966841600000004,0.41111035156249998,0.40287514099999999,0.39495395756249996,0.38733809600000002,0.38001897256250006,0.372988125,0.36623721256250003,0.35975801600000001,0.35354243756249998,0.34758250099999999,0.34187035156250001,{"$f":"(($AO47*(CL$12^5))+($AQ47*(CL$12^4))-($AS47*(CL$12^3))+($AU47*(CL$12^2))-($AW47*(CL$12^1))+($AY47))","v":0.33639825599999995},0.33115860256249996,0.32614390100000001,0.32134678256250004,0.31675999999999999,0.31237642756250006,0.30818906099999988,0.3041910175625,0.30037553599999989,0.29673597656249995,0.29326582099999998,0.28995867256250002,0.28680825600000004,0.28380841756249997,0.28095312500000003,0.27823646756249998,0.27565265599999988,0.27319602256249997,0.27086102099999987,0.26864222656249981,0.26653433599999998,0.26453216756249998,0.2626306610000001,0.26082487756249995,0.25910999999999984,0.25748133256249983,0.25593430100000003,0.25446445256249983,0.25306745600000002,0.25173910156250012,0.25047530099999982,0.24927208756249986,0.24812561599999983,0.24703216256250005,0.245988125,0.24499002256249991,0.24403449599999993,0.24311830756249975,0.24223834099999986,0.24139160156249984,0.24057521599999998,0.23978643256250021,0.23902262099999982,0.23828127256249998,0.23755999999999988,0.23685653756249969,0.23616874099999985,0.23549458756250019,0.2348321759999995,0.23417972656250019,0.23353558100000005,0.23289820256249938,0.23226617599999966,0.2316382075625002,0.23101312499999971,0.23038987756249962,0.22976753599999988,0.2291452925624996,0.22852246100000018,0.22789847656249951,0.227272896,0.22664539756249968,0.22601578099999997,0.22538396756249968,0.22474999999999989,0.22411404256249934,0.22347638099999967,0.22283742256249972,0.22219769599999928,0.22155785156250019,0.22091866099999991,0.22028101756249951,0.21964593599999971,0.21901455256249991,0.21838812499999938,0.21776803256249988,0.21715577599999991,0.21655297756250003,0.21596138099999973,0.21538285156249926,0.21481937600000001,0.21427306256249967,0.21374614099999933,0.21324096256249947,0.21275999999999951]
[null,null,null,null,null,null,null,"Catchment 1","Catchment 2","Catchment 3","Catchment 4",null,null,null,null,null,null,null,null,null,null,null,{"$f":"IF(OR(AND(ISERROR($AG$40)=TRUE,$AG$42<$AB$13)=TRUE,AND($AG$40=0,$AG$42<$AB$13)=TRUE),\"THE INPUT SITE INFORMATION, HARVESTING RATES, CAPTURE EFFICIENCY, OR HARVESTING VOLUME MUST BE CHANGED TO INCREASE THE EFFECTIVENES OVER 20%\",0)","v":{"$error":"#N/A"}},null,null,null,null,null,null,null,null,null,null,null,null,null,null,"Zone 5",null,null,null,null,null,null,null,null,null,null,null,null,null,36,"X =",0,0.05,0.1,0.15,0.2,0.25,0.3,0.35,0.4,0.45,0.5,0.55000000000000004,0.6,0.65,0.7,0.75,0.8,0.85,0.9,0.95,1,1.05,1.1000000000000001,1.1499999999999999,1.2,1.25,1.3,1.35,1.4,1.45,1.5,1.55,1.6,1.65,1.7,1.75,1.8,1.85,1.9,1.95,2,2.0499999999999998,2.1,2.15,2.2000000000000002,2.25,2.2999999999999998,2.35,2.4,2.4500000000000002,2.5,2.5499999999999998,2.6,2.65,2.7,2.75,2.8,2.85,2.9,2.95,3,3.05,3.1,3.15,3.2,3.25,3.3,3.35,3.4,3.45,3.5,3.55,3.6,3.65,3.7,3.75,3.8,3.85,3.9,3.95,4,4.05,4.0999999999999996,4.1500000000000004,4.2,4.25,4.3,4.3499999999999996,4.4000000000000004,4.45,4.5,4.55,4.5999999999999996,4.6500000000000004,4.7,4.75,4.8,4.8499999999999996,4.9000000000000004,4.95,5,5.05,5.0999999999999996,5.15,5.2,5.25,5.3,5.35,5.4,5.45,5.5,5.55,5.6,5.65,5.7,5.75,5.8,5.85,5.9,5.95,6]
[null,null,null,null,null,null,"N",{"$f":"J76","v":""},{"$f":"J81","v":""},{"$f":"J86","v":""},{"$f":"J91","v":""},null,null,null,null,null,null,null,null,null,null,null,{"$f":"IF(AND(ISERROR($AI$12)=TRUE,$AG$42>$AB$20)=TRUE,\"THE EFFECTIVENESS CAN BE ASSUMED CONSERVATIVELY TO BE 90%, BUT CHANGES TO THE INPUT SITE INFORMATION, HARVESTING RATES, CAPTURE EFFICIENCY, OR HARVESTING VOLUME MAY BE MADE TO REDUCE THE EFFECTIVENESS  TO THE MODEL LIMITING RATE OF 90%\",0)","v":{"$error":"#N/A"}},null,null,null,null,null,null,null,null,null,null,null,null,null,null,0.2,"R","=",null,"+",3.14E-3,"-",2.12E-2,"+",5.28E-2,"-",5.9200000000000003E-2,"+",5.16E-2,37,20,null,null,null,null,null,{"$f":"(($AO49*(BG$12^5))+($AQ49*(BG$12^4))-($AS49*(BG$12^3))+($AU49*(BG$12^2))-($AW49*(BG$12^1))+($AY49))","v":3.9781015624999999E-2},3.8045033999999998E-2,3.6486169625000002E-2,3.5091583999999995E-2,3.3848909625E-2,3.2746249999999998E-2,3.1772179624999994E-2,3.0915743999999998E-2,3.0166459624999999E-2,2.9514314E-2,2.8949765624999999E-2,2.8463744000000003E-2,2.804764962499999E-2,2.7693353999999996E-2,2.7393199625000003E-2,2.7139999999999997E-2,2.6927039624999989E-2,2.6748073999999997E-2,2.6597329624999992E-2,2.6469503999999998E-2,2.6359765624999996E-2,2.6263753999999993E-2,2.6177579624999996E-2,2.6097823999999999E-2,2.6021539624999999E-2,2.5946249999999997E-2,2.5869949625000006E-2,2.5791104000000016E-2,2.5708649624999975E-2,2.5621993999999974E-2,2.5531015625000007E-2,2.5436063999999987E-2,2.5337959624999982E-2,2.5237994000000021E-2,2.5137929624999979E-2,2.504E-2,2.4946909624999979E-2,2.4861833999999965E-2,2.4788419624999995E-2,2.4730783999999971E-2,2.4693515624999961E-2,2.4681674000000008E-2,2.4700789625000046E-2,2.4756863999999983E-2,2.4856369624999979E-2,2.5006250000000001E-2,2.5000000000000001E-2,2.5000000000000001E-2,2.5000000000000001E-2,2.5000000000000001E-2,2.5000000000000001E-2,2.5000000000000001E-2,2.5000000000000001E-2,2.5000000000000001E-2,2.5000000000000001E-2,2.5000000000000001E-2,2.5000000000000001E-2,2.5000000000000001E-2,2.5000000000000001E-2,2.5000000000000001E-2,2.5000000000000001E-2,2.5000000000000001E-2,2.5000000000000001E-2,2.5000000000000001E-2,2.5000000000000001E-2,2.5000000000000001E-2,2.5000000000000001E-2,2.5000000000000001E-2,2.5000000000000001E-2,2.5000000000000001E-2,2.5000000000000001E-2,2.5000000000000001E-2,2.5000000000000001E-2,2.5000000000000001E-2,2.5000000000000001E-2,2.5000000000000001E-2,2.5000000000000001E-2,2.5000000000000001E-2,2.5000000000000001E-2,2.5000000000000001E-2,2.5000000000000001E-2,2.5000000000000001E-2,2.5000000000000001E-2,2.5000000000000001E-2,2.5000000000000001E-2,2.5000000000000001E-2,2.5000000000000001E-2,2.5000000000000001E-2,2.5000000000000001E-2,2.5000000000000001E-2,2.5000000000000001E-2,2.5000000000000001E-2,2.5000000000000001E-2,2.5000000000000001E-2,2.5000000000000001E-2,2.5000000000000001E-2,2.5000000000000001E-2,2.5000000000000001E-2,2.5000000000000001E-2,2.5000000000000001E-2,2.5000000000000001E-2,2.5000000000000001E-2,2.5000000000000001E-2,2.5000000000000001E-2,2.5000000000000001E-2,2.5000000000000001E-2,2.5000000000000001E-2,2.5000000000000001E-2,2.5000000000000001E-2,2.5000000000000001E-2,2.5000000000000001E-2,2.5000000000000001E-2,2.5000000000000001E-2,2.5000000000000001E-2,2.5000000000000001E-2,2.5000000000000001E-2]
[null,null,null,null,null,null,null,null,null,null,null,null,null,null,null,null,null,null,null,null,null,null,{"$f":"IF($AG$40>90,\"WARNING: THE REQUIRED TREATMENT EFFICIENCY EXCEEDS THE HIGHEST TREATMENT EFFICIENCY ASSOCIATED WITH REV CHARTS.\",0)","v":0},null,null,null,null,null,null,null,null,null,null,null,null,null,null,0.3,"R","=",null,"+",2E-3,"-",1.72E-2,"+",5.4399999999999997E-2,"-",7.3700000000000002E-2,"+",7.9100000000000004E-2,38,30,null,null,null,null,null,6.3814062500000004E-2,6.1437800000000001E-2,5.9261562500000003E-2,5.7274400000000003E-2,5.5465662500000006E-2,5.3824999999999998E-2,5.2342362500000003E-2,5.1007999999999998E-2,4.9812462500000002E-2,4.8746600000000001E-2,4.7801562499999999E-2,4.6968800000000005E-2,4.6240062499999991E-2,4.5607400000000006E-2,4.5063162500000004E-2,4.4600000000000001E-2,4.4210862499999989E-2,4.3889000000000004E-2,4.3627962499999992E-2,4.3421599999999991E-2,4.3264062499999999E-2,4.3149799999999995E-2,4.3073562499999996E-2,4.3030399999999996E-2,4.3015662499999996E-2,4.3024999999999994E-2,4.3054362499999999E-2,4.3100000000000013E-2,4.3158462499999994E-2,4.3226599999999976E-2,4.3301562499999988E-2,4.3380799999999997E-2,4.3462062499999982E-2,4.2999999999999997E-2,4.2999999999999997E-2,4.2999999999999997E-2,4.2999999999999997E-2,4.2999999999999997E-2,4.2999999999999997E-2,4.2999999999999997E-2,4.2999999999999997E-2,4.2999999999999997E-2,4.2999999999999997E-2,4.2999999999999997E-2,4.2999999999999997E-2,4.2999999999999997E-2,4.2999999999999997E-2,4.2999999999999997E-2,4.2999999999999997E-2,4.2999999999999997E-2,4.2999999999999997E-2,4.2999999999999997E-2,4.2999999999999997E-2,4.2999999999999997E-2,4.2999999999999997E-2,4.2999999999999997E-2,4.2999999999999997E-2,4.2999999999999997E-2,4.2999999999999997E-2,4.2999999999999997E-2,4.2999999999999997E-2,4.2999999999999997E-2,4.2999999999999997E-2,4.2999999999999997E-2,4.2999999999999997E-2,4.2999999999999997E-2,4.2999999999999997E-2,4.2999999999999997E-2,4.2999999999999997E-2,4.2999999999999997E-2,4.2999999999999997E-2,4.2999999999999997E-2,4.2999999999999997E-2,4.2999999999999997E-2,4.2999999999999997E-2,4.2999999999999997E-2,4.2999999999999997E-2,4.2999999999999997E-2,4.2999999999999997E-2,4.2999999999999997E-2,4.2999999999999997E-2,4.2999999999999997E-2,4.2999999999999997E-2,4.2999999999999997E-2,4.2999999999999997E-2,4.2999999999999997E-2,4.2999999999999997E-2,4.2999999999999997E-2,4.2999999999999997E-2,4.2999999999999997E-2,4.2999999999999997E-2,4.2999999999999997E-2,4.2999999999999997E-2,4.2999999999999997E-2,4.2999999999999997E-2,4.2999999999999997E-2,4.2999999999999997E-2,4.2999999999999997E-2,4.2999999999999997E-2,4.2999999999999997E-2,4.2999999999999997E-2,4.2999999999999997E-2,4.2999999999999997E-2,4.2999999999999997E-2,4.2999999999999997E-2,4.2999999999999997E-2,4.2999999999999997E-2,4.2999999999999997E-2,4.2999999999999997E-2,4.2999999999999997E-2,4.2999999999999997E-2,4.2999999999999997E-2,4.2999999999999997E-2,4.2999999999999997E-2,4.2999999999999997E-2,4.2999999999999997E-2]
[null,null,null,null,null,null,null,null,null,null,null,null,null,null,null,null,null,null,null,null,null,"Catch 2","Volume:",{"$f":"Z73","v":0},null,null,null,null,null,null,null,null,null,null,null,null,null,0.4,"R","=",-8.8999999999999995E-4,"+",1.11E-2,"-",5.2600000000000001E-2,"+",0.1181,"-",0.129,"+",0.1229,39,40,null,null,null,null,null,9.7251865234374998E-2,9.3496547299999996E-2,9.012391992812499E-2,8.7104646399999985E-2,8.4410821371875E-2,8.2015937499999997E-2,7.9894852065624994E-2,7.8023753599999995E-2,7.6380128509374992E-2,7.4942727699999989E-2,7.3691533203124993E-2,7.2607724799999995E-2,7.1673646646874992E-2,7.0872773899999991E-2,7.0189679340624991E-2,6.9609999999999991E-2,6.9120403784374965E-2,6.8708556099999984E-2,6.8363086478125015E-2,6.8073555199999997E-2,6.7830419921874996E-2,6.7625002299999973E-2,6.744945461562496E-2,6.7296726399999993E-2,6.7160531059375014E-2,6.7035312499999958E-2,6.6916211753124996E-2,6.6799033599999988E-2,6.6680213196874963E-2,6.655678269999997E-2,6.6426337890624951E-2,6.628700479999998E-2,6.6137406334374968E-2,6.5976628900000014E-2,6.5804189028125001E-2,6.5619999999999942E-2,6.542433847187494E-2,6.5217811099999898E-2,6.5001321165624945E-2,6.4776035199999957E-2,6.4543349609375064E-2,6.4304857300000115E-2,6.406231430312502E-2,6.381760639999999E-2,6.3572715746874939E-2,6.3329687499999995E-2,{"$f":"(($AO51*(DA$12^5))+($AQ51*(DA$12^4))-($AS51*(DA$12^3))+($AU51*(DA$12^2))-($AW51*(DA$12^1))+($AY51))","v":6.3090596440625021E-2},6.2857513599999901E-2,6.2632472884375109E-2,6.2417437699999842E-2,6.2214267578125079E-2,6.2024684799999882E-2,6.185024102187496E-2,6.1692283900000019E-2,6.1551923715624998E-2,6.142999999999986E-2,6.1327048159374939E-2,6.1243266100000068E-2,6.1178480853125147E-2,6.1132115200000156E-2,6.1103154296875059E-2,6.1090112299999819E-2,6.1090998990624965E-2,6.1103286399999943E-2,6.1123875434374905E-2,6.1149062499999726E-2,6.1174506128125347E-2,6.1195193600000017E-2,6.12054075718753E-2,6.1198692699999876E-2,6.1167822265624769E-2,6.1104764800000252E-2,6.1000650709375201E-2,6.0845738900000432E-2,6.0629383403124723E-2,6.0340000000000046E-2,0.06,0.06,0.06,0.06,0.06,0.06,0.06,0.06,0.06,0.06,0.06,0.06,0.06,0.06,0.06,0.06,0.06,0.06,0.06,0.06,0.06,0.06,0.06,0.06,0.06,0.06,0.06,0.06,0.06,0.06,0.06,0.06,0.06,0.06,0.06,0.06,0.06,0.06,0.06,0.06]
[null,null,null,null,null,null,null,null,null,null,null,null,null,null,null,null,null,null,null,null,null,null,"Round D:",{"$f":"ROUNDDOWN(Z73,1)","v":0},{"$f":"X55","v":0},{"$f":"IF(Y52=6,121,HLOOKUP(Y52,BB58:FR59,2,TRUE))","v":2},null,null,null,null,null,null,null,null,null,null,null,0.5,"R","=",-2.9999999999999997E-4,"+",5.2709999999999996E-3,"-",3.5499999999999997E-2,"+",0.11360000000000001,"-",0.17449999999999999,"+",0.19439999999999999,40,50,null,null,null,null,null,0.157340609375,0.1513574661,0.1457964597875,0.14063586559999999,0.1358546706,0.13143256249999999,0.12734991841249999,0.1235877936,0.120127910225,0.1169526461,0.1140450234375,0.1113886976,0.10896794585,0.10676765610000001,0.10477331566250002,0.10297100000000001,0.10134736147500001,9.9889618099999994E-2,9.8585542287500022E-2,9.7423449600000017E-2,9.6392187500000018E-2,9.5481124100000037E-2,9.468013691249999E-2,9.3979601600000046E-2,9.3370380725000035E-2,9.2843812500000011E-2,9.2391699537500066E-2,9.2006297600000064E-2,9.1680304349999991E-2,9.1406848100000021E-2,9.1179476562500111E-2,9.0992145600000046E-2,9.0839207975000086E-2,9.0715402100000092E-2,9.061584078750004E-2,9.0536000000000061E-2,9.0471707600000034E-2,9.0419132100000105E-2,9.0374771412500082E-2,9.0335441600000038E-2,9.0298265625000068E-2,9.0260662100000083E-2,9.0220334037500155E-2,9.0175257600000086E-2,9.0123670850000143E-2,9.0064062500000069E-2,8.9995160662500157E-2,8.9915921600000143E-2,8.9825518475000171E-2,8.9723330100000082E-2,8.9608929687500199E-2,8.9482073600000128E-2,8.9342690100000205E-2,8.9190868100000181E-2,8.902684591250018E-2,8.8851000000000097E-2,8.8663833725000168E-2,8.8465966100000321E-2,8.8258120537500456E-2,8.8041113600000415E-2,8.7815843750000039E-2,8.7583280100000022E-2,8.7344451162500197E-2,8.7100433600000166E-2,8.6852340975000247E-2,8.6601312500000333E-2,8.6348501787500281E-2,8.6095065600000326E-2,8.5842152600000138E-2,8.5590892100000343E-2,8.5342382812500256E-2,8.5097681600000391E-2,8.4857792225000422E-2,8.462365410000014E-2,8.4396131037500072E-2,8.4176000000000334E-2,8.3963939850000696E-2,8.3760520100000097E-2,8.3566189662500706E-2,8.3381265600000337E-2,8.3205921875000394E-2,8.3040178100000278E-2,8.2883888287500235E-2,8.2736729600000197E-2,8.2598191100000634E-2,8.246756250000073E-2,8.2343922912500117E-2,8.2226129600000392E-2,8.2112806725000181E-2,8.2002334100000768E-2,8.1892835937500158E-2,8.1782169600000593E-2,8.1667914350000953E-2,8.1547360100000493E-2,8.1417496162501019E-2,8.1274999999999958E-2,0.08,0.08,0.08,0.08,0.08,0.08,0.08,0.08,0.08,0.08,0.08,0.08,0.08,0.08,0.08,0.08,0.08,0.08,0.08,0.08]
[null,null,null,null,null,"N","N","N","N","Retention Amount:","Efficiency Provided:",null,null,null,null,null,null,null,null,null,null,null,"Round U:",{"$f":"X52+0.05","v":0.05},{"$f":"Y55","v":0.05},{"$f":"Z52+1","v":3},null,null,null,null,null,null,null,null,null,null,null,0.6,"R","=",-5.0000000000000001E-4,"+",8.9999999999999993E-3,"-",6.2269999999999999E-2,"+",0.20483000000000001,"-",0.3246,"+",0.31940000000000002,41,60,null,null,null,null,null,0.25011357421875002,0.23884509500000001,0.22834427890625003,0.21857280000000001,0.20949355109375001,0.201070625,0.19326929578125002,0.18605600000000003,0.17939831796875,0.17326495500000003,0.16762572265625003,0.16245152000000004,0.15771431484375004,0.15338712500000001,0.14944399953125007,0.14586000000000005,0.14261118171875001,0.139674575,0.1370281664062501,0.13465088000000008,0.13252255859375003,0.13062394500000002,0.12893666328125003,0.12744320000000009,0.12612688546875012,0.12497187500000007,0.1239631301562501,0.12308640000000015,0.12232820234374997,0.12167580500000003,0.12111720703125017,0.12064112000000005,0.12023694921875017,0.11989477500000018,0.11960533390625006,0.11936000000000008,0.11915076609374997,0.11897022499999999,0.11881155078124994,0.11866847999999997,0.11853529296874987,0.11840679500000029,0.1182782976562502,0.11814560000000018,0.1180049698437502,0.11785312500000011,0.11768721453125008,0.11750479999999996,0.11730383671875011,0.11708265500000015,0.11683994140624987,0.11657472000000013,0.11628633359375007,0.11597442500000033,0.11563891828124995,0.11528000000000016,0.11489810046875004,0.1144938750000003,0.11406818515625006,0.11362208000000062,0.11315677734374996,0.11267364499999977,0.11217418203124996,0.1116600000000002,0.11113280421875016,0.11059437500000036,0.11004654890625065,0.10949120000000023,0.10893022109374961,0.10836550500000042,0.10779892578125005,0.10723232000000082,0.10666746796874993,0.10610607500000013,0.10554975265625044,0.10500000000000009,0.10445818484375058,0.10392552499999941,0.10340306953125122,0.10289167999999937,0.10239201171875056,0.10190449499999932,0.1014293164062493,0.10096639999999912,0.10051538859375142,0.10007562499999934,0.1,0.1,0.1,0.1,0.1,0.1,0.1,0.1,0.1,0.1,0.1,0.1,0.1,0.1,0.1,0.1,0.1,0.1,0.1,0.1,0.1,0.1,0.1,0.1,0.1,0.1,0.1,0.1,0.1,0.1]
[null,null,null,null,null,0,0,0,0,0,null,0,null,null,null,null,null,null,null,null,null,null,"Difference:",{"$f":"X51-X52","v":0},null,null,null,null,null,null,null,null,null,null,null,null,null,0.7,"R","=",null,"+",1.1000000000000001E-3,"-",1.738E-2,"+",0.1008,"-",0.26140000000000002,"+",0.39829999999999999,42,70,null,null,null,null,null,0.33898273437499998,0.32849164999999997,0.31842933937499995,0.30878383999999998,0.29954335437499996,0.29069624999999999,0.28223105937499993,0.27413648000000002,0.26640137437499994,0.25901476999999995,0.25196585937499999,0.24524399999999996,0.23883871437499998,0.23273968999999997,0.22693677937500001,0.22141999999999995,0.21617953437499995,0.21120572999999992,0.20648909937499998,0.20202031999999998,0.19779023437499996,0.19378984999999993,0.19001033937499998,0.18644303999999995,0.18307945437499995,0.17991124999999997,0.17693025937499998,0.17412847999999997,0.17149807437499992,0.16903136999999996,0.16672085937499995,0.16455919999999999,0.16253921437499991,0.16065389000000002,0.15889637937499995,0.15725999999999996,0.15573823437500001,0.15432472999999991,{"$f":"(($AO54*(CS$12^5))+($AQ54*(CS$12^4))-($AS54*(CS$12^3))+($AU54*(CS$12^2))-($AW54*(CS$12^1))+($AY54))","v":0.15301329937499997},0.15179791999999992,0.15067273437499995,0.14963205000000002,0.1486703393749999,0.14778223999999995,0.14696255437500005,0.14620624999999993,0.14550845937499995,0.14486447999999996,0.14426977437499999,0.14371997000000003,0.14321085937499989,0.14273839999999993,0.14229871437499997,0.14188808999999991,0.14150297937499989,0.14113999999999993,0.14079593437499993,0.14046773000000001,0.14015249937499985,0.13984752000000011,0.13955023437500003,0.13925824999999981,0.13896933937499989,0.13868143999999993,0.13839265437500003,0.13810124999999984,0.137805659375,0.13750448000000015,0.13719647437499993,0.13688056999999987,0.13655585937499992,0.13622160000000016,0.13587721437500011,0.13552228999999982,0.1351565793749997,0.13478000000000001,0.13439263437500026,0.13399473000000017,0.13358669937500001,0.13316911999999992,0.13274273437499995,0.13230845000000013,0.13186733937499973,0.13142063999999987,0.13096975437500002,0.13051624999999978,0.13006185937499992,0.12960848000000025,0.12915817437499955,0.12871316999999982,0.1282758593750003,0.1278488000000001,0.12743471437499998,0.12703649000000017,0.12665717937499943,0.12629999999999997,0.12596833437500032,0.12566572999999981,0.12539589937500029,0.12516271999999995,0.12497023437500021,0.12482265000000037,0.12472433937500005,0.12467984000000032,0.12469385437500036,0.12477124999999967,0.124,0.124,0.124,0.124,0.124,0.124,0.124,0.124,0.124,0.124]
[null,null,null,null,null,{"$f":"IF(IF(L55>=$AA$29,1,0)>0,F54+1,IF(L55>=$AA$29,1,0))","v":{"$error":"#REF!"}},{"$f":"IF(IF(L55>=$AA$72,1,0)>0,G54+1,IF(L55>=$AA$72,1,0))","v":{"$error":"#REF!"}},{"$f":"IF(IF(L55>=$AA$112,1,0)>0,H54+1,IF(L55>=$AA$112,1,0))","v":{"$error":"#REF!"}},{"$f":"IF(IF(L55>=$AA$151,1,0)>0,I54+1,IF(L55>=$AA$151,1,0))","v":{"$error":"#REF!"}},0.25,null,{"$f":"'Stormwater Harvesting'!M53","v":{"$error":"#REF!"}},null,null,null,null,null,null,null,null,null,null,null,{"$f":"IF(X52=6,5.95,IF(X54<0.05,X52,X52+0.05))","v":0},{"$f":"X55+0.05","v":0.05},null,null,null,{"$f":"X55","v":0},null,null,{"$f":"Y55","v":0.05},null,null,{"$f":"IF($H$16=\"SOLVE FOR HARVEST RATE\",0,AI68)","v":{"$error":"#N/A"}},null,null,0.8,"R","=",null,"+",5.2499999999999997E-4,"-",9.7999999999999997E-3,"+",7.0300000000000001E-2,"-",0.2407,"+",0.50539999999999996,43,80,null,null,null,null,null,{"$f":"(($AO55*(BG$12^5))+($AQ55*(BG$12^4))-($AS55*(BG$12^3))+($AU55*(BG$12^2))-($AW55*(BG$12^1))+($AY55))","v":0.44946767578124996},0.43925665249999996,0.42935445328124999,0.41975423999999995,0.41044925328124998,0.40143281249999996,0.39269831578124997,0.38423923999999998,0.37604914078124996,0.36812165249999995,0.36045048828124998,0.35302943999999997,0.34585237828124993,0.33891325249999998,0.33220609078124996,0.32572499999999993,{"$f":"(($AO55*(BW$12^5))+($AQ55*(BW$12^4))-($AS55*(BW$12^3))+($AU55*(BW$12^2))-($AW55*(BW$12^1))+($AY55))","v":0.31946416578124998},0.31341785249999998,0.30758040328124997,0.30194623999999998,0.29650986328124995,0.29126585249999992,0.28620886578124993,0.28133363999999994,0.27663499078124998,0.27210781249999999,0.26774707828124999,0.26354783999999998,0.25950522828124994,0.25561445249999992,0.25187080078124996,0.24826964000000001,{"$f":"(($AO55*(CM$12^5))+($AQ55*(CM$12^4))-($AS55*(CM$12^3))+($AU55*(CM$12^2))-($AW55*(CM$12^1))+($AY55))","v":0.24480641578124995},0.2414766525,0.23827595328124995,0.23519999999999996,0.23224455328125004,0.2294054525,0.22667861578124998,0.22406004000000002,0.22154580078124997,0.21913205250000001,0.21681502828124993,0.21459104000000001,0.21245647828125003,0.21040781249999996,0.20844159078125007,0.20655443999999989,0.20474306578125007,0.20300425249999987,0.20133486328124994,0.19973183999999999,0.19819220328124998,0.1967130525000001,0.19529156578124995,0.19392500000000001,0.19261069078124993,0.19134605249999997,0.19012857828125002,0.18895584000000004,0.18782548828125006,0.18673525249999989,0.18568294078124992,0.18466643999999993,0.18368371578125009,0.18273281249999995,0.18181185328125005,0.18091904000000014,0.18005265328124997,0.17921105250000002,0.17839267578125007,0.17759604000000007,0.17681974078125007,0.17606245249999997,0.17532292828124985,0.17459999999999998,0.17389257828125027,0.17319965250000013,0.1725202907812502,0.17185363999999981,0.17119892578125007,0.17055545250000004,0.16992260328124986,0.16929983999999998,0.16868670328125002,0.1680828124999999,0.16748786578125008,0.16690164000000018,0.16632399078124982,0.16575485249999999,0.16519423828125002,0.16464224000000016,0.16409902828124989,0.16356485250000008,0.16304004078125012,0.16252500000000014,0.1620202157812497,0.16152625250000019,0.16104375328124976,0.16057343999999985,0.16011611328125019,0.1596726525000004,0.15924401578125014,0.15883123999999993,0.15843544078125038,0.15805781249999995,{"$f":"(($AO55*(FI$12^5))+($AQ55*(FI$12^4))-($AS55*(FI$12^3))+($AU55*(FI$12^2))-($AW55*(FI$12^1))+($AY55))","v":0.15769962828124984},0.15736224000000021,0.1570470782812502,0.15675565250000012,0.15648955078124971,0.15625044000000055,0.15604006578125029,0.15586025250000002,0.15571290328125043,0.15560000000000029]
[null,null,null,null,null,{"$f":"IF(IF(L56>=$AA$29,1,0)>0,F55+1,IF(L56>=$AA$29,1,0))","v":{"$error":"#REF!"}},{"$f":"IF(IF(L56>=$AA$72,1,0)>0,G55+1,IF(L56>=$AA$72,1,0))","v":{"$error":"#REF!"}},{"$f":"IF(IF(L56>=$AA$112,1,0)>0,H55+1,IF(L56>=$AA$112,1,0))","v":{"$error":"#REF!"}},{"$f":"IF(IF(L56>=$AA$151,1,0)>0,I55+1,IF(L56>=$AA$151,1,0))","v":{"$error":"#REF!"}},0.5,null,{"$f":"'Stormwater Harvesting'!M54","v":{"$error":"#REF!"}},null,null,null,null,null,null,null,null,null,null,20,{"$f":"VLOOKUP(W56,$BA$2:$FR$10,$Z$52,FALSE)","v":{"$error":"#N/A"}},{"$f":"VLOOKUP(W56,$BA$2:$FR$10,$Z$53,FALSE)","v":{"$error":"#N/A"}},null,null,{"$f":"X56","v":{"$error":"#N/A"}},{"$f":"W56","v":20},{"$f":"AB56","v":{"$error":"#N/A"}},{"$f":"Y56","v":{"$error":"#N/A"}},{"$f":"AC56","v":20},{"$f":"AE56","v":{"$error":"#N/A"}},null,null,null,null,0.9,"R","=",null,"+",null,"-",2E-3,"+",3.5400000000000001E-2,"-",0.22389999999999999,"+",0.70609999999999995,44,90,null,null,null,null,null,0.65230624999999998,0.64206199999999991,0.6319857499999999,0.62207599999999996,0.61233124999999999,0.6027499999999999,0.59333074999999991,0.58407199999999992,0.57497224999999996,0.56603000000000003,0.55724374999999993,0.54861199999999999,0.54013325000000001,0.531806,0.52362874999999998,0.51559999999999995,0.50771824999999993,0.49998199999999993,0.49238974999999996,0.48493999999999998,0.47763124999999995,0.47046199999999994,0.46343074999999995,0.456536,0.44977624999999999,0.44314999999999993,0.43665574999999995,0.43029199999999995,0.42405725,0.41794999999999999,0.41196874999999999,0.40611199999999997,0.40037824999999994,0.39476600000000001,0.38927374999999997,0.38389999999999996,0.37864324999999999,0.37350199999999995,0.36847474999999996,0.36355999999999999,0.35875625,0.35406199999999999,0.34947574999999997,0.34499599999999997,0.34062124999999999,0.33634999999999998,0.33218075000000002,0.32811199999999996,0.32414225000000002,0.32026999999999994,0.31649375000000002,0.31281199999999998,0.30922324999999995,0.30572600000000005,0.30231874999999997,0.29899999999999999,0.29576825000000001,0.29262199999999999,0.28955975,0.28658000000000006,0.28368125,0.280862,0.27812074999999997,0.27545599999999998,0.27286624999999998,0.27035000000000003,0.26790575000000005,{"$f":"(($AO56*(DV$12^5))+($AQ56*(DV$12^4))-($AS56*(DV$12^3))+($AU56*(DV$12^2))-($AW56*(DV$12^1))+($AY56))","v":0.26553199999999999},0.26322725000000002,0.26099,0.25881874999999999,0.256712,0.25466824999999998,0.25268599999999997,0.25076374999999995,0.24890000000000001,0.24709325000000004,0.24534200000000006,0.24364475000000008,0.24199999999999994,0.24040625000000004,0.23886200000000002,0.23736575000000004,0.23591600000000001,0.23451124999999995,0.23314999999999997,0.23183074999999986,0.23055200000000009,0.22931225,0.22811000000000003,0.22694375000000022,0.22581200000000012,0.22471324999999998,0.22364600000000001,0.22260875000000013,0.22160000000000002,0.22061825000000002,0.21966200000000002,0.21872975000000006,0.2178199999999999,0.2169312499999998,0.21606200000000009,0.21521075000000001,0.2143759999999999,0.21355625000000023,0.21275000000000011,0.21195574999999989,0.21117199999999992,0.2103972500000002,0.20962999999999998,0.20886875000000016,0.20811200000000019,0.20735824999999986,0.20660599999999996,0.20585375000000028,0.20510000000000006]
[null,null,null,null,null,{"$error":"#REF!"},{"$error":"#REF!"},{"$error":"#REF!"},{"$error":"#REF!"},0.75,null,{"$f":"'Stormwater Harvesting'!M55","v":{"$error":"#REF!"}},null,null,null,null,null,null,null,null,null,null,30,{"$f":"VLOOKUP(W57,$BA$2:$FR$10,$Z$52,FALSE)","v":{"$error":"#N/A"}},{"$f":"VLOOKUP(W57,$BA$2:$FR$10,$Z$53,FALSE)","v":{"$error":"#N/A"}},null,null,{"$f":"X57","v":{"$error":"#N/A"}},{"$f":"W57","v":30},{"$f":"AB57","v":{"$error":"#N/A"}},{"$f":"Y57","v":{"$error":"#N/A"}},{"$f":"AC57","v":30},{"$f":"AE57","v":{"$error":"#N/A"}}]
[null,null,null,null,null,{"$error":"#REF!"},{"$error":"#REF!"},{"$error":"#REF!"},{"$error":"#REF!"},1,null,{"$f":"'Stormwater Harvesting'!M56","v":{"$error":"#REF!"}},null,null,null,null,null,null,null,null,null,null,40,{"$error":"#N/A"},{"$error":"#N/A"},null,null,{"$error":"#N/A"},40,{"$error":"#N/A"},{"$error":"#N/A"},40,{"$error":"#N/A"},null,null,null,null,null,null,null,null,null,null,null,null,null,null,null,null,null,null,"Rate:",null,0,0.05,0.1,0.15,0.2,0.25,0.3,0.35,0.4,0.45,0.5,0.55000000000000004,0.6,0.65,0.7,0.75,0.8,0.85,0.9,0.95,1,1.05,1.1000000000000001,1.1499999999999999,1.2,1.25,1.3,1.35,1.4,1.45,1.5,1.55,1.6,1.65,1.7,1.75,1.8,1.85,1.9,1.95,2,2.0499999999999998,2.1,2.15,2.2000000000000002,2.25,2.2999999999999998,2.35,2.4,2.4500000000000002,2.5,2.5499999999999998,2.6,2.65,2.7,2.75,2.8,2.85,2.9,2.95,3,3.05,3.1,3.15,3.2,3.25,3.3,3.35,3.4,3.45,3.5,3.55,3.6,3.65,3.7,3.75,3.8,3.85,3.9,3.95,4,4.05,4.0999999999999996,4.1500000000000004,4.2,4.25,4.3,4.3499999999999996,4.4000000000000004,4.45,4.5,4.55,4.5999999999999996,4.6500000000000004,4.7,4.75,4.8,4.8499999999999996,4.9000000000000004,4.95,5,5.05,5.0999999999999996,5.15,5.2,5.25,5.3,5.35,5.4,5.45,5.5,5.55,5.6,5.65,5.7,5.75,5.8,5.85,5.9,5.95,6]
[null,null,null,null,null,{"$error":"#REF!"},{"$error":"#REF!"},{"$error":"#REF!"},{"$error":"#REF!"},1.25,null,{"$f":"'Stormwater Harvesting'!M57","v":{"$error":"#REF!"}},null,null,null,null,null,null,null,null,null,null,50,{"$error":"#N/A"},{"$error":"#N/A"},null,null,{"$error":"#N/A"},50,{"$error":"#N/A"},{"$error":"#N/A"},50,{"$error":"#N/A"},null,null,null,null,null,null,null,null,null,null,null,null,null,null,null,null,null,null,null,null,2,3,4,5,6,7,8,9,10,11,12,13,14,15,16,17,18,19,20,21,22,23,24,25,26,27,28,29,30,31,32,33,34,35,36,37,38,39,40,41,42,43,44,45,46,47,48,49,50,51,52,53,54,55,56,57,58,59,60,61,62,63,64,65,66,67,68,69,70,71,72,73,74,75,76,77,78,79,80,81,82,83,84,85,86,87,88,89,90,91,92,93,94,95,96,97,98,99,100,101,102,103,104,105,106,107,108,109,110,111,112,113,114,115,116,117,118,119,120,121,122]
[null,null,null,null,null,{"$error":"#REF!"},{"$error":"#REF!"},{"$error":"#REF!"},{"$error":"#REF!"},1.5,null,{"$f":"'Stormwater Harvesting'!M58","v":{"$error":"#REF!"}},null,null,null,null,null,null,null,null,null,null,60,{"$error":"#N/A"},{"$error":"#N/A"},null,null,{"$error":"#N/A"},60,{"$error":"#N/A"},{"$error":"#N/A"},60,{"$error":"#N/A"}]
[null,null,null,null,null,{"$error":"#REF!"},{"$error":"#REF!"},{"$error":"#REF!"},{"$error":"#REF!"},1.75,null,{"$f":"'Stormwater Harvesting'!M59","v":{"$error":"#REF!"}},null,null,null,null,null,null,null,null,null,null,70,{"$error":"#N/A"},{"$error":"#N/A"},null,null,{"$error":"#N/A"},70,{"$error":"#N/A"},{"$error":"#N/A"},70,{"$error":"#N/A"}]
[null,null,null,null,null,{"$error":"#REF!"},{"$error":"#REF!"},{"$error":"#REF!"},{"$error":"#REF!"},2,null,{"$f":"'Stormwater Harvesting'!M60","v":{"$error":"#REF!"}},null,null,null,null,null,null,null,null,null,null,80,{"$error":"#N/A"},{"$error":"#N/A"},null,null,{"$error":"#N/A"},80,{"$error":"#N/A"},{"$error":"#N/A"},80,{"$error":"#N/A"}]
[null,null,null,null,null,{"$error":"#REF!"},{"$error":"#REF!"},{"$error":"#REF!"},{"$error":"#REF!"},2.25,null,{"$f":"'Stormwater Harvesting'!M61","v":{"$error":"#REF!"}},null,null,null,null,null,null,null,null,null,null,90,{"$error":"#N/A"},{"$error":"#N/A"},null,null,{"$error":"#N/A"},90,{"$error":"#N/A"},{"$error":"#N/A"},90,{"$error":"#N/A"}]
[null,null,null,null,null,{"$error":"#REF!"},{"$error":"#REF!"},{"$error":"#REF!"},{"$error":"#REF!"},2.5,null,{"$f":"'Stormwater Harvesting'!M62","v":{"$error":"#REF!"}},null,null,null,null,null,null,null,null,null,null,null,{"$f":"X55","v":0},{"$f":"Y55","v":0.05},null,null,null,{"$f":"AC55","v":0},null,null,{"$f":"AF55","v":0.05},null,null,{"$f":"$I$28","v":0}]
[null,null,null,null,null,{"$error":"#REF!"},{"$error":"#REF!"},{"$error":"#REF!"},{"$error":"#REF!"},2.75,null,{"$f":"'Stormwater Harvesting'!M63","v":{"$error":"#REF!"}},null,null,null,null,null,null,null,null,null,null,{"$f":"IF($Y$5=90,80,$Y$5)","v":0},{"$f":"VLOOKUP(W65,W56:Y63,2,FALSE)","v":{"$error":"#N/A"}},{"$f":"VLOOKUP(W65,W56:Y63,3,FALSE)","v":{"$error":"#N/A"}},null,null,{"$f":"VLOOKUP($H$28,AB56:AC63,1,TRUE)","v":{"$error":"#N/A"}},{"$f":"VLOOKUP(AB65,AB56:AC63,2,TRUE)","v":{"$error":"#N/A"}},null,{"$f":"VLOOKUP($I$28,AE56:AF63,1,TRUE)","v":{"$error":"#N/A"}},{"$f":"VLOOKUP(AE65,AE56:AF63,2,TRUE)","v":{"$error":"#N/A"}},null,{"$f":"$AC$24","v":0},{"$f":"AC68","v":{"$error":"#N/A"}}]
[null,null,null,null,null,{"$error":"#REF!"},{"$error":"#REF!"},{"$error":"#REF!"},{"$error":"#REF!"},3,null,{"$f":"'Stormwater Harvesting'!M64","v":{"$error":"#REF!"}},null,null,null,null,null,null,null,null,null,null,{"$f":"IF($Y$6>90,90,$Y$6)","v":10},{"$f":"VLOOKUP(W66,W56:Y63,2,FALSE)","v":{"$error":"#N/A"}},{"$f":"VLOOKUP(W66,W56:Y63,3,FALSE)","v":{"$error":"#N/A"}},null,null,{"$f":"VLOOKUP(AC66,AC56:AD63,2,FALSE)","v":{"$error":"#N/A"}},{"$f":"AC65+10","v":{"$error":"#N/A"}},null,{"$f":"VLOOKUP(AF66,AF56:AG63,2,FALSE)","v":{"$error":"#N/A"}},{"$f":"AF65+10","v":{"$error":"#N/A"}},null,{"$f":"$AF$24","v":0.05},{"$f":"AF68","v":{"$error":"#N/A"}}]
[null,null,null,null,null,{"$error":"#REF!"},{"$error":"#REF!"},{"$error":"#REF!"},{"$error":"#REF!"},3.25,null,{"$f":"'Stormwater Harvesting'!M65","v":{"$error":"#REF!"}},null,null,null,null,null,null,null,null,null,null,null,{"$f":"X51","v":0},null,null,null,null,{"$f":"AC64","v":0},null,null,{"$f":"AF64","v":0.05},null,null,{"$f":"AI64","v":0}]
[null,null,null,null,null,{"$error":"#REF!"},{"$error":"#REF!"},{"$error":"#REF!"},{"$error":"#REF!"},3.5,null,{"$f":"'Stormwater Harvesting'!M66","v":{"$error":"#REF!"}},null,null,null,null,null,null,null,null,null,null,{"$f":"W65","v":0},{"$f":"(X65+((Y65-X65)/(Y64-X64)*(X67-X64)))","v":{"$error":"#N/A"}},null,null,null,{"$f":"$H$28","v":0},{"$f":"(AC65+((AC66-AC65)/(AB66-AB65)*(AB68-AB65)))","v":{"$error":"#N/A"}},null,{"$f":"$H$28","v":0},{"$f":"(AF65+((AF66-AF65)/(AE66-AE65)*(AE68-AE65)))","v":{"$error":"#N/A"}},null,{"$f":"X51","v":0},{"$f":"(AI65+((AI66-AI65)/(AH66-AH65)*(AH68-AH65)))","v":{"$error":"#N/A"}}]
[null,null,null,null,null,{"$error":"#REF!"},{"$error":"#REF!"},{"$error":"#REF!"},{"$error":"#REF!"},3.75,null,{"$f":"'Stormwater Harvesting'!M67","v":{"$error":"#REF!"}},null,null,null,null,null,null,null,null,null,null,{"$f":"W66","v":10},{"$f":"(X66+((Y66-X66)/(Y64-X64)*(X67-X64)))","v":{"$error":"#N/A"}}]
[null,null,null,null,null,{"$error":"#REF!"},{"$error":"#REF!"},{"$error":"#REF!"},{"$error":"#REF!"},4,null,{"$f":"'Stormwater Harvesting'!M68","v":{"$error":"#REF!"}},null,null,null,null,null,null,null,null,null,null,null,{"$f":"X67","v":0}]
[null,null,null,null,null,null,null,null,null,null,null,null,null,null,null,null,null,null,null,null,null,null,{"$f":"X47","v":0},{"$f":"(X68+((X69-X68)/(W69-W68)*(W71-W68)))","v":{"$error":"#N/A"}},null,null,"Percent Volume leaving [%]"]
[null,null,null,null,null,null,null,null,"Interpolation for Retention Amount:",null,null,null,null,null,null,null,null,null,null,null,null,null,"EIA:",null,null,{"$f":"(I9*Z88)/43560","v":{"$error":"#N/A"}},{"$f":"IF(AND(I19=0,I29=0), \"\", IF(I19<1,0,IF($H$16=\"SOLVE FOR HARVEST RATE\",I19,I29)))","v":""}]
[null,null,null,null,null,null,null,null,null,"Catch 1",null,null,null,null,null,null,null,null,null,null,null,null,"Harvest Volume (IN over EIA):",null,null,{"$f":"IF(ISERROR((($I$18/325851)*(1/$Z$72)*12))=TRUE,0,((($I$18/325851)*(1/$Z$72)*12)))","v":0},"IN"]
[null,null,null,null,null,null,null,null,null,{"$f":"VLOOKUP(0,F54:L70,5)","v":0},{"$f":"VLOOKUP(0,F54:L70,7)","v":0},null,null,null,null,null,null,null,null,null,null,null,"SELECT OUTPUT",null,null,null,null,null,null,null,null,"Zone 4"]
[null,null,null,null,null,null,null,null,null,{"$f":"VLOOKUP(1,F54:L70,5)","v":0},{"$f":"VLOOKUP(1,F54:L70,7)","v":0},null,null,null,null,null,null,null,null,null,null,null,"SOLVE FOR HARVEST EFFICIENCY",null,null,"Harvest Rate (0.1 to 4.0 IN/WEEK over EIA):",null,null,null,null,null,"Zone 1",1]
[null,null,null,null,null,null,null,null,"N",{"$f":"IF($AA$29=\"\",\"\",(IF($AA$29>L70,J70,J74+(($AA$29-K74)/(K75-K74)*(J75-J74)))))","v":""},null,null,null,null,null,null,null,null,null,null,null,null,"SOLVE FOR HARVEST RATE",null,null,"Harvest Efficiency (20 to 90%):",null,null,null,null,null,"Zone 2",2]
[null,null,null,null,null,null,null,null,null,null,null,null,null,null,null,null,null,null,null,null,null,null,"SELECT IMPERVIOUS AREA TYPE",null,null,null,null,null,null,null,null,"Zone 3",3]
[null,null,null,null,null,null,null,null,null,"Catch 2",null,null,null,null,null,null,null,null,null,null,null,null,"ASPHALT, 0.2 % SLOPE",null,null,0.41749999999999998,null,null,null,null,null,"Zone 4",4]
[null,null,null,null,null,null,null,null,null,{"$f":"VLOOKUP(0,G54:L70,4)","v":0},{"$f":"VLOOKUP(0,G54:L70,6)","v":0},null,null,null,null,null,null,null,null,null,null,null,"ASPHALT, 2.0 % SLOPE",null,null,0.59419999999999995,null,null,null,null,null,"Zone 5",5]
[null,null,null,null,null,null,null,null,null,{"$f":"VLOOKUP(1,G54:L70,4)","v":0},{"$f":"VLOOKUP(1,G54:L70,6)","v":0},null,null,null,null,null,null,null,null,null,null,null,"CONCRETE, 0.2% SLOPE",null,null,0.95309999999999995]
[null,null,null,null,null,null,null,null,"N",{"$f":"IF($AA$72=\"\",\"\",(IF($AA$72>L70,J70,J79+(($AA$72-K79)/(K80-K79)*(J80-J79)))))","v":""},null,null,null,null,null,null,null,null,null,null,null,null,"CONCRETE, 2.0% SLOPE",null,null,0.94569999999999999,null,null,null,null,null,{"$f":"E50","v":0}]
[null,null,null,null,null,null,null,null,null,null,null,null,null,null,null,null,null,null,null,null,null,null,"SHINGLES, 25% SLOPE",null,null,0.9587]
[null,null,null,null,null,null,null,null,null,"Catch 3",null,null,null,null,null,null,null,null,null,null,null,null,"SHINGLES, 5% SLOPE",null,null,0.83709999999999996,null,null,null,null,null,"HE:",{"$f":"IF($H$16=\"SOLVE FOR HARVEST EFFICIENCY\",$I$29,$I$19)","v":0}]
[null,null,null,null,null,null,null,null,null,{"$f":"VLOOKUP(0,H54:L70,3)","v":0},{"$f":"VLOOKUP(0,H54:L70,5)","v":0},null,null,null,null,null,null,null,null,null,null,null,"SHINGLES, 50% SLOPE",null,null,0.95440000000000003,null,null,null,null,null,"HV",{"$f":"$I$23","v":0}]
[null,null,null,null,null,null,null,null,null,{"$f":"VLOOKUP(1,H54:L70,3)","v":0},{"$f":"VLOOKUP(1,H54:L70,5)","v":0},null,null,null,null,null,null,null,null,null,null,null,"TILE ROOF, 25% SLOPE",null,null,0.96779999999999999,null,null,null,null,null,"HR:",{"$f":"IF($H$16=\"SOLVE FOR HARVEST EFFICIENCY\",$I$28,$I$33)","v":0}]
[null,null,null,null,null,null,null,null,"N",{"$f":"IF($AA$112=\"\",\"\",(IF($AA$112>L70,J70,J84+(($AA$112-K84)/(K85-K84)*(J85-J84)))))","v":""},null,null,null,null,null,null,null,null,null,null,null,null,"TILE ROOF, 5% SLOPE",null,null,0.9627]
[null,null,null,null,null,null,null,null,null,null,null,null,null,null,null,null,null,null,null,null,null,null,"TILE ROOF, 50% SLOPE",null,null,0.97230000000000005]
[null,null,null,null,null,null,null,null,null,"Catch 4",null,null,null,null,null,null,null,null,null,null,null,null,{"$f":"I13","v":0},null,null,{"$f":"VLOOKUP(W88,W78:Z87,4,FALSE)","v":{"$error":"#N/A"}}]
[null,null,null,null,null,null,null,null,null,{"$f":"VLOOKUP(0,I54:L70,2)","v":0},{"$f":"VLOOKUP(0,I54:L70,4)","v":0}]
[null,null,null,null,null,null,null,null,null,{"$f":"VLOOKUP(1,I54:L70,2)","v":0},{"$f":"VLOOKUP(1,I54:L70,4)","v":0}]
[null,null,null,null,null,null,null,null,"N",{"$f":"IF($AA$151=\"\",\"\",(IF($AA$151>L70,J70,J89+(($AA$151-K89)/(K90-K89)*(J90-J89)))))","v":""},null,null,null,null,null,null,null,null,null,null,null,"Catch 3","Volume:",{"$f":"Z113","v":0}]
[null,null,null,null,null,null,null,null,null,null,null,null,null,null,null,null,null,null,null,null,null,null,"Round D:",{"$f":"ROUNDDOWN(Z113,1)","v":0},{"$f":"X95","v":0},{"$f":"IF(Y92=6,121,HLOOKUP(Y92,BB58:FR59,2,TRUE))","v":2}]
[null,null,null,null,null,null,null,null,null,null,null,null,null,null,null,null,null,null,null,null,null,null,"Round U:",{"$f":"X92+0.05","v":0.05},{"$f":"Y95","v":0.05},{"$f":"Z92+1","v":3}]
[null,null,null,null,null,null,null,null,null,null,null,null,null,null,null,null,null,null,null,null,null,null,"Difference:",{"$f":"X91-X92","v":0}]
[null,null,null,null,null,null,null,null,null,null,null,null,null,null,null,null,null,null,null,null,null,null,null,{"$f":"IF(X92=6,5.95,IF(X94<0.05,X92,X92+0.05))","v":0},{"$f":"X95+0.05","v":0.05},null,null,null,{"$f":"X95","v":0},null,null,{"$f":"Y95","v":0.05},null,null,{"$f":"IF($H$16=\"SOLVE FOR HARVEST RATE\",0,AI108)","v":{"$error":"#N/A"}}]
[null,null,null,null,null,null,null,null,null,null,null,null,null,null,null,null,null,null,null,null,null,null,20,{"$f":"VLOOKUP(W96,$BA$2:$FR$10,$Z$92,FALSE)","v":{"$error":"#N/A"}},{"$f":"VLOOKUP(W96,$BA$2:$FR$10,$Z$93,FALSE)","v":{"$error":"#N/A"}},null,null,{"$f":"X96","v":{"$error":"#N/A"}},{"$f":"W96","v":20},{"$f":"AB96","v":{"$error":"#N/A"}},{"$f":"Y96","v":{"$error":"#N/A"}},{"$f":"AC96","v":20},{"$f":"AE96","v":{"$error":"#N/A"}}]
[null,null,null,null,null,null,null,null,null,null,null,null,null,null,null,null,null,null,null,null,null,null,30,{"$f":"VLOOKUP(W97,$BA$2:$FR$10,$Z$92,FALSE)","v":{"$error":"#N/A"}},{"$f":"VLOOKUP(W97,$BA$2:$FR$10,$Z$93,FALSE)","v":{"$error":"#N/A"}},null,null,{"$f":"X97","v":{"$error":"#N/A"}},{"$f":"W97","v":30},{"$f":"AB97","v":{"$error":"#N/A"}},{"$f":"Y97","v":{"$error":"#N/A"}},{"$f":"AC97","v":30},{"$f":"AE97","v":{"$error":"#N/A"}}]
[null,null,null,null,null,null,null,null,null,null,null,null,null,null,null,null,null,null,null,null,null,null,40,{"$error":"#N/A"},{"$error":"#N/A"},null,null,{"$error":"#N/A"},40,{"$error":"#N/A"},{"$error":"#N/A"},40,{"$error":"#N/A"}]
[null,null,null,null,null,null,null,null,null,null,null,null,null,null,null,null,null,null,null,null,null,null,50,{"$error":"#N/A"},{"$error":"#N/A"},null,null,{"$error":"#N/A"},50,{"$error":"#N/A"},{"$error":"#N/A"},50,{"$error":"#N/A"}]
[null,null,null,null,null,null,null,null,null,null,null,null,null,null,null,null,null,null,null,null,null,null,60,{"$error":"#N/A"},{"$error":"#N/A"},null,null,{"$error":"#N/A"},60,{"$error":"#N/A"},{"$error":"#N/A"},60,{"$error":"#N/A"}]
[null,null,null,null,null,null,null,null,null,null,null,null,null,null,null,null,null,null,null,null,null,null,70,{"$error":"#N/A"},{"$error":"#N/A"},null,null,{"$error":"#N/A"},70,{"$error":"#N/A"},{"$error":"#N/A"},70,{"$error":"#N/A"}]
[null,null,null,null,null,null,null,null,null,null,null,null,null,null,null,null,null,null,null,null,null,null,80,{"$error":"#N/A"},{"$error":"#N/A"},null,null,{"$error":"#N/A"},80,{"$error":"#N/A"},{"$error":"#N/A"},80,{"$error":"#N/A"}]
[null,null,null,null,null,null,null,null,null,null,null,null,null,null,null,null,null,null,null,null,null,null,90,{"$error":"#N/A"},{"$error":"#N/A"},null,null,{"$error":"#N/A"},90,{"$error":"#N/A"},{"$error":"#N/A"},90,{"$error":"#N/A"}]
[null,null,null,null,null,null,null,null,null,null,null,null,null,null,null,null,null,null,null,null,null,null,null,{"$f":"X95","v":0},{"$f":"Y95","v":0.05},null,null,null,{"$f":"AC95","v":0},null,null,{"$f":"AF95","v":0.05},null,null,{"$f":"$J$28","v":0}]
[null,null,null,null,null,null,null,null,null,null,null,null,null,null,null,null,null,null,null,null,null,null,{"$f":"IF($Z$5=90,80,$Z$5)","v":0},{"$f":"VLOOKUP(W105,W96:Y103,2,FALSE)","v":{"$error":"#N/A"}},{"$f":"VLOOKUP(W105,W96:Y103,3,FALSE)","v":{"$error":"#N/A"}},null,null,{"$f":"VLOOKUP($J$28,AB96:AC103,1,TRUE)","v":{"$error":"#N/A"}},{"$f":"VLOOKUP(AB105,AB96:AC103,2,TRUE)","v":{"$error":"#N/A"}},null,{"$f":"VLOOKUP($J$28,AE96:AF103,1,TRUE)","v":{"$error":"#N/A"}},{"$f":"VLOOKUP(AE105,AE96:AF103,2,TRUE)","v":{"$error":"#N/A"}},null,{"$f":"AC107","v":0},{"$f":"AC108","v":{"$error":"#N/A"}}]
[null,null,null,null,null,null,null,null,null,null,null,null,null,null,null,null,null,null,null,null,null,null,{"$f":"IF($Z$6>90,90,$Z$6)","v":10},{"$f":"VLOOKUP(W106,W96:Y103,2,FALSE)","v":{"$error":"#N/A"}},{"$f":"VLOOKUP(W106,W96:Y103,3,FALSE)","v":{"$error":"#N/A"}},null,null,{"$f":"VLOOKUP(AC106,AC96:AD103,2,FALSE)","v":{"$error":"#N/A"}},{"$f":"AC105+10","v":{"$error":"#N/A"}},null,{"$f":"VLOOKUP(AF106,AF96:AG103,2,FALSE)","v":{"$error":"#N/A"}},{"$f":"AF105+10","v":{"$error":"#N/A"}},null,{"$f":"AF107","v":0.05},{"$f":"AF108","v":{"$error":"#N/A"}}]
[null,null,null,null,null,null,null,null,null,null,null,null,null,null,null,null,null,null,null,null,null,null,null,{"$f":"X91","v":0},null,null,null,null,{"$f":"AC104","v":0},null,null,{"$f":"AF104","v":0.05},null,null,{"$f":"AI104","v":0}]
[null,null,null,null,null,null,null,null,null,null,null,null,null,null,null,null,null,null,null,null,null,null,{"$f":"W105","v":0},{"$f":"(X105+((Y105-X105)/(Y104-X104)*(X107-X104)))","v":{"$error":"#N/A"}},null,null,null,{"$f":"$J$28","v":0},{"$f":"(AC105+((AC106-AC105)/(AB106-AB105)*(AB108-AB105)))","v":{"$error":"#N/A"}},null,{"$f":"$J$28","v":0},{"$f":"(AF105+((AF106-AF105)/(AE106-AE105)*(AE108-AE105)))","v":{"$error":"#N/A"}},null,{"$f":"X91","v":0},{"$f":"(AI105+((AI106-AI105)/(AH106-AH105)*(AH108-AH105)))","v":{"$error":"#N/A"}}]
[null,null,null,null,null,null,null,null,null,null,null,null,null,null,null,null,null,null,null,null,null,null,{"$f":"W106","v":10},{"$f":"(X106+((Y106-X106)/(Y104-X104)*(X107-X104)))","v":{"$error":"#N/A"}}]
[null,null,null,null,null,null,null,null,null,null,null,null,null,null,null,null,null,null,null,null,null,null,null,{"$f":"X107","v":0}]
[null,null,null,null,null,null,null,null,null,null,null,null,null,null,null,null,null,null,null,null,null,null,{"$f":"X87","v":0},{"$f":"(X108+((X109-X108)/(W109-W108)*(W111-W108)))","v":{"$error":"#N/A"}},null,null,"Volume leaving [ac-ft/yr]","N Mass Leaving [kg/yr]","P Mass Leaving [kg/yr]"]
[null,null,null,null,null,null,null,null,null,null,null,null,null,null,null,null,null,null,null,null,null,null,"EIA:",null,null,{"$f":"(J9*Z128)/43560","v":{"$error":"#N/A"}},{"$f":"IF(AND(J19=0,J29=0), \"\", IF(J19<1,0,IF($H$16=\"SOLVE FOR HARVEST RATE\",J19,J29)))","v":""},{"$f":"'Watershed Characteristics'!$T$45*AA112*43560*7.481*3.785*(1/1000000)","v":{"$error":"#VALUE!"}},{"$f":"'Watershed Characteristics'!$T$46*AA112*43560*7.481*3.785*(1/1000000)","v":{"$error":"#VALUE!"}}]
[null,null,null,null,null,null,null,null,null,null,null,null,null,null,null,null,null,null,null,null,null,null,"Harvest Volume (IN over EIA):",null,null,{"$f":"IF(ISERROR((($J$18/325851)*(1/$Z$112)*12))=TRUE,0,((($J$18/325851)*(1/$Z$112)*12)))","v":0},"IN"]
[null,null,null,null,null,null,null,null,null,null,null,null,null,null,null,null,null,null,null,null,null,null,"SELECT OUTPUT",null,null,null,null,null,null,null,null,"Zone 4"]
[null,null,null,null,null,null,null,null,null,null,null,null,null,null,null,null,null,null,null,null,null,null,"SOLVE FOR HARVEST EFFICIENCY",null,null,"Harvest Rate (0.1 to 4.0 IN/WEEK over EIA):",null,null,null,null,null,"Zone 1",1]
[null,null,null,null,null,null,null,null,null,null,null,null,null,null,null,null,null,null,null,null,null,null,"SOLVE FOR HARVEST RATE",null,null,"Harvest Efficiency (20 to 90%):",null,null,null,null,null,"Zone 2",2]
[null,null,null,null,null,null,null,null,null,null,null,null,null,null,null,null,null,null,null,null,null,null,"SELECT IMPERVIOUS AREA TYPE",null,null,null,null,null,null,null,null,"Zone 3",3]
[null,null,null,null,null,null,null,null,null,null,null,null,null,null,null,null,null,null,null,null,null,null,"ASPHALT, 0.2 % SLOPE",null,null,0.41749999999999998,null,null,null,null,null,"Zone 4",4]
[null,null,null,null,null,null,null,null,null,null,null,null,null,null,null,null,null,null,null,null,null,null,"ASPHALT, 2.0 % SLOPE",null,null,0.59419999999999995,null,null,null,null,null,"Zone 5",5]
[null,null,null,null,null,null,null,null,null,null,null,null,null,null,null,null,null,null,null,null,null,null,"CONCRETE, 0.2% SLOPE",null,null,0.95309999999999995]
[null,null,null,null,null,null,null,null,null,null,null,null,null,null,null,null,null,null,null,null,null,null,"CONCRETE, 2.0% SLOPE",null,null,0.94569999999999999,null,null,null,null,null,{"$f":"E90","v":0}]
[null,null,null,null,null,null,null,null,null,null,null,null,null,null,null,null,null,null,null,null,null,null,"SHINGLES, 25% SLOPE",null,null,0.9587]
[null,null,null,null,null,null,null,null,null,null,null,null,null,null,null,null,null,null,null,null,null,null,"SHINGLES, 5% SLOPE",null,null,0.83709999999999996,null,null,null,null,null,"HE:",{"$f":"IF($H$16=\"SOLVE FOR HARVEST EFFICIENCY\",$J$29,$J$19)","v":0}]
[null,null,null,null,null,null,null,null,null,null,null,null,null,null,null,null,null,null,null,null,null,null,"SHINGLES, 50% SLOPE",null,null,0.95440000000000003,null,null,null,null,null,"HV",{"$f":"$K$23","v":0}]
[null,null,null,null,null,null,null,null,null,null,null,null,null,null,null,null,null,null,null,null,null,null,"TILE ROOF, 25% SLOPE",null,null,0.96779999999999999,null,null,null,null,null,"HR:",{"$f":"IF($E$16=\"SOLVE FOR HARVEST EFFICIENCY\",$K$28,$K$33)","v":0}]
[null,null,null,null,null,null,null,null,null,null,null,null,null,null,null,null,null,null,null,null,null,null,"TILE ROOF, 5% SLOPE",null,null,0.9627]
[null,null,null,null,null,null,null,null,null,null,null,null,null,null,null,null,null,null,null,null,null,null,"TILE ROOF, 50% SLOPE",null,null,0.97230000000000005]
[null,null,null,null,null,null,null,null,null,null,null,null,null,null,null,null,null,null,null,null,null,null,{"$f":"J13","v":0},null,null,{"$f":"VLOOKUP(W128,W118:Z127,4,FALSE)","v":{"$error":"#N/A"}}]
[]
[null,null,null,null,null,null,null,null,null,null,null,null,null,null,null,null,null,null,null,null,null,"Catch 4","Volume:",{"$f":"Z152","v":0}]
[null,null,null,null,null,null,null,null,null,null,null,null,null,null,null,null,null,null,null,null,null,null,"Round D:",{"$f":"ROUNDDOWN(Z152,1)","v":0},{"$f":"X134","v":0},{"$f":"IF(Y131=6,121,HLOOKUP(Y131,BB58:FR59,2,TRUE))","v":2}]
[null,null,null,null,null,null,null,null,null,null,null,null,null,null,null,null,null,null,null,null,null,null,"Round U:",{"$f":"X131+0.05","v":0.05},{"$f":"Y134","v":0.05},{"$f":"Z131+1","v":3}]
[null,null,null,null,null,null,null,null,null,null,null,null,null,null,null,null,null,null,null,null,null,null,"Difference:",{"$f":"X130-X131","v":0}]
[null,null,null,null,null,null,null,null,null,null,null,null,null,null,null,null,null,null,null,null,null,null,null,{"$f":"IF(X131=6,5.95,IF(X133<0.05,X131,X131+0.05))","v":0},{"$f":"X134+0.05","v":0.05},null,null,null,{"$f":"X134","v":0},null,null,{"$f":"Y134","v":0.05},null,null,{"$f":"IF($H$16=\"SOLVE FOR HARVEST RATE\",0,AI147)","v":{"$error":"#N/A"}}]
[null,null,null,null,null,null,null,null,null,null,null,null,null,null,null,null,null,null,null,null,null,null,20,{"$f":"VLOOKUP(W135,$BA$2:$FR$10,$Z$131,FALSE)","v":{"$error":"#N/A"}},{"$f":"VLOOKUP(W135,$BA$2:$FR$10,$Z$132,FALSE)","v":{"$error":"#N/A"}},null,null,{"$f":"X135","v":{"$error":"#N/A"}},{"$f":"W135","v":20},{"$f":"AB135","v":{"$error":"#N/A"}},{"$f":"Y135","v":{"$error":"#N/A"}},{"$f":"AC135","v":20},{"$f":"AE135","v":{"$error":"#N/A"}}]
[null,null,null,null,null,null,null,null,null,null,null,null,null,null,null,null,null,null,null,null,null,null,30,{"$f":"VLOOKUP(W136,$BA$2:$FR$10,$Z$131,FALSE)","v":{"$error":"#N/A"}},{"$f":"VLOOKUP(W136,$BA$2:$FR$10,$Z$132,FALSE)","v":{"$error":"#N/A"}},null,null,{"$f":"X136","v":{"$error":"#N/A"}},{"$f":"W136","v":30},{"$f":"AB136","v":{"$error":"#N/A"}},{"$f":"Y136","v":{"$error":"#N/A"}},{"$f":"AC136","v":30},{"$f":"AE136","v":{"$error":"#N/A"}}]
[null,null,null,null,null,null,null,null,null,null,null,null,null,null,null,null,null,null,null,null,null,null,40,{"$error":"#N/A"},{"$error":"#N/A"},null,null,{"$error":"#N/A"},40,{"$error":"#N/A"},{"$error":"#N/A"},40,{"$error":"#N/A"}]
[null,null,null,null,null,null,null,null,null,null,null,null,null,null,null,null,null,null,null,null,null,null,50,{"$error":"#N/A"},{"$error":"#N/A"},null,null,{"$error":"#N/A"},50,{"$error":"#N/A"},{"$error":"#N/A"},50,{"$error":"#N/A"}]
[null,null,null,null,null,null,null,null,null,null,null,null,null,null,null,null,null,null,null,null,null,null,60,{"$error":"#N/A"},{"$error":"#N/A"},null,null,{"$error":"#N/A"},60,{"$error":"#N/A"},{"$error":"#N/A"},60,{"$error":"#N/A"}]
[null,null,null,null,null,null,null,null,null,null,null,null,null,null,null,null,null,null,null,null,null,null,70,{"$error":"#N/A"},{"$error":"#N/A"},null,null,{"$error":"#N/A"},70,{"$error":"#N/A"},{"$error":"#N/A"},70,{"$error":"#N/A"}]
[null,null,null,null,null,null,null,null,null,null,null,null,null,null,null,null,null,null,null,null,null,null,80,{"$error":"#N/A"},{"$error":"#N/A"},null,null,{"$error":"#N/A"},80,{"$error":"#N/A"},{"$error":"#N/A"},80,{"$error":"#N/A"}]
[null,null,null,null,null,null,null,null,null,null,null,null,null,null,null,null,null,null,null,null,null,null,90,{"$error":"#N/A"},{"$error":"#N/A"},null,null,{"$error":"#N/A"},90,{"$error":"#N/A"},{"$error":"#N/A"},90,{"$error":"#N/A"}]
[null,null,null,null,null,null,null,null,null,null,null,null,null,null,null,null,null,null,null,null,null,null,null,{"$f":"X134","v":0},{"$f":"Y134","v":0.05},null,null,null,{"$f":"AC134","v":0},null,null,{"$f":"AF134","v":0.05},null,null,{"$f":"$K$28","v":0}]
[null,null,null,null,null,null,null,null,null,null,null,null,null,null,null,null,null,null,null,null,null,null,{"$f":"IF($AA$5=90,80,$AA$5)","v":0},{"$f":"VLOOKUP(W144,W135:Y142,2,FALSE)","v":{"$error":"#N/A"}},{"$f":"VLOOKUP(W144,W135:Y142,3,FALSE)","v":{"$error":"#N/A"}},null,null,{"$f":"VLOOKUP($K$28,AB135:AC142,1,TRUE)","v":{"$error":"#N/A"}},{"$f":"VLOOKUP(AB144,AB135:AC142,2,TRUE)","v":{"$error":"#N/A"}},null,{"$f":"VLOOKUP($K$28,AE135:AF142,1,TRUE)","v":{"$error":"#N/A"}},{"$f":"VLOOKUP(AE144,AE135:AF142,2,TRUE)","v":{"$error":"#N/A"}},null,{"$f":"AC146","v":0},{"$f":"AC147","v":{"$error":"#N/A"}}]
[null,null,null,null,null,null,null,null,null,null,null,null,null,null,null,null,null,null,null,null,null,null,{"$f":"IF($AA$6>90,90,$AA$6)","v":10},{"$f":"VLOOKUP(W145,W135:Y142,2,FALSE)","v":{"$error":"#N/A"}},{"$f":"VLOOKUP(W145,W135:Y142,3,FALSE)","v":{"$error":"#N/A"}},null,null,{"$f":"VLOOKUP(AC145,AC135:AD142,2,FALSE)","v":{"$error":"#N/A"}},{"$f":"AC144+10","v":{"$error":"#N/A"}},null,{"$f":"VLOOKUP(AF145,AF135:AG142,2,FALSE)","v":{"$error":"#N/A"}},{"$f":"AF144+10","v":{"$error":"#N/A"}},null,{"$f":"AF146","v":0.05},{"$f":"AF147","v":{"$error":"#N/A"}}]
[null,null,null,null,null,null,null,null,null,null,null,null,null,null,null,null,null,null,null,null,null,null,null,{"$f":"X130","v":0},null,null,null,null,{"$f":"AC143","v":0},null,null,{"$f":"AF143","v":0.05},null,null,{"$f":"AI143","v":0}]
[null,null,null,null,null,null,null,null,null,null,null,null,null,null,null,null,null,null,null,null,null,null,{"$f":"W144","v":0},{"$f":"(X144+((Y144-X144)/(Y143-X143)*(X146-X143)))","v":{"$error":"#N/A"}},null,null,null,{"$f":"$K$28","v":0},{"$f":"(AC144+((AC145-AC144)/(AB145-AB144)*(AB147-AB144)))","v":{"$error":"#N/A"}},null,{"$f":"$K$28","v":0},{"$f":"(AF144+((AF145-AF144)/(AE145-AE144)*(AE147-AE144)))","v":{"$error":"#N/A"}},null,{"$f":"X130","v":0},{"$f":"(AI144+((AI145-AI144)/(AH145-AH144)*(AH147-AH144)))","v":{"$error":"#N/A"}}]
[null,null,null,null,null,null,null,null,null,null,null,null,null,null,null,null,null,null,null,null,null,null,{"$f":"W145","v":10},{"$f":"(X145+((Y145-X145)/(Y143-X143)*(X146-X143)))","v":{"$error":"#N/A"}}]
[null,null,null,null,null,null,null,null,null,null,null,null,null,null,null,null,null,null,null,null,null,null,null,{"$f":"X146","v":0}]
[null,null,null,null,null,null,null,null,null,null,null,null,null,null,null,null,null,null,null,null,null,null,{"$f":"X126","v":0},{"$f":"(X147+((X148-X147)/(W148-W147)*(W150-W147)))","v":{"$error":"#N/A"}},null,null,"Volume leaving [ac-ft/yr]","N Mass Leaving [kg/yr]","P Mass Leaving [kg/yr]"]
[null,null,null,null,null,null,null,null,null,null,null,null,null,null,null,null,null,null,null,null,null,null,"EIA:",null,null,{"$f":"(K9*Z167)/43560","v":{"$error":"#N/A"}},{"$f":"IF(AND(K19=0,K29=0),\"\",IF(K19<1,0,IF($H$16=\"SOLVE FOR HARVEST RATE\",K19,'Rainwater Harvesting'!K29)))","v":""},{"$f":"'Watershed Characteristics'!$T$60*AA151*43560*7.481*3.785*(1/1000000)","v":{"$error":"#VALUE!"}},{"$f":"'Watershed Characteristics'!$T$61*AA151*43560*7.481*3.785*(1/1000000)","v":{"$error":"#VALUE!"}}]
[null,null,null,null,null,null,null,null,null,null,null,null,null,null,null,null,null,null,null,null,null,null,"Harvest Volume (IN over EIA):",null,null,{"$f":"IF(ISERROR((($K$18/325851)*(1/Z151)*12))=TRUE,0,((($K$18/325851)*(1/Z151)*12)))","v":0},"IN"]
[null,null,null,null,null,null,null,null,null,null,null,null,null,null,null,null,null,null,null,null,null,null,"SELECT OUTPUT",null,null,null,null,null,null,null,null,"Zone 4"]
[null,null,null,null,null,null,null,null,null,null,null,null,null,null,null,null,null,null,null,null,null,null,"SOLVE FOR HARVEST EFFICIENCY",null,null,"Harvest Rate (0.1 to 4.0 IN/WEEK over EIA):",null,null,null,null,null,"Zone 1",1]
[null,null,null,null,null,null,null,null,null,null,null,null,null,null,null,null,null,null,null,null,null,null,"SOLVE FOR HARVEST RATE",null,null,"Harvest Efficiency (20 to 90%):",null,null,null,null,null,"Zone 2",2]
[null,null,null,null,null,null,null,null,null,null,null,null,null,null,null,null,null,null,null,null,null,null,"SELECT IMPERVIOUS AREA TYPE",null,null,null,null,null,null,null,null,"Zone 3",3]
[null,null,null,null,null,null,null,null,null,null,null,null,null,null,null,null,null,null,null,null,null,null,"ASPHALT, 0.2 % SLOPE",null,null,0.41749999999999998,null,null,null,null,null,"Zone 4",4]
[null,null,null,null,null,null,null,null,null,null,null,null,null,null,null,null,null,null,null,null,null,null,"ASPHALT, 2.0 % SLOPE",null,null,0.59419999999999995,null,null,null,null,null,"Zone 5",5]
[null,null,null,null,null,null,null,null,null,null,null,null,null,null,null,null,null,null,null,null,null,null,"CONCRETE, 0.2% SLOPE",null,null,0.95309999999999995]
[null,null,null,null,null,null,null,null,null,null,null,null,null,null,null,null,null,null,null,null,null,null,"CONCRETE, 2.0% SLOPE",null,null,0.94569999999999999,null,null,null,null,null,{"$f":"E129","v":0}]
[null,null,null,null,null,null,null,null,null,null,null,null,null,null,null,null,null,null,null,null,null,null,"SHINGLES, 25% SLOPE",null,null,0.9587]
[null,null,null,null,null,null,null,null,null,null,null,null,null,null,null,null,null,null,null,null,null,null,"SHINGLES, 5% SLOPE",null,null,0.83709999999999996,null,null,null,null,null,"HE:",{"$f":"IF($H$16=\"SOLVE FOR HARVEST EFFICIENCY\",$K$29,$K$19)","v":0}]
[null,null,null,null,null,null,null,null,null,null,null,null,null,null,null,null,null,null,null,null,null,null,"SHINGLES, 50% SLOPE",null,null,0.95440000000000003,null,null,null,null,null,"HV",{"$f":"$K$23","v":0}]
[null,null,null,null,null,null,null,null,null,null,null,null,null,null,null,null,null,null,null,null,null,null,"TILE ROOF, 25% SLOPE",null,null,0.96779999999999999,null,null,null,null,null,"HR:",{"$f":"IF($H$16=\"SOLVE FOR HARVEST EFFICIENCY\",$K$28,$K$33)","v":0}]
[null,null,null,null,null,null,null,null,null,null,null,null,null,null,null,null,null,null,null,null,null,null,"TILE ROOF, 5% SLOPE",null,null,0.9627]
[null,null,null,null,null,null,null,null,null,null,null,null,null,null,null,null,null,null,null,null,null,null,"TILE ROOF, 50% SLOPE",null,null,0.97230000000000005]
[null,null,null,null,null,null,null,null,null,null,null,null,null,null,null,null,null,null,null,null,null,null,{"$f":"K13","v":0},null,null,{"$f":"VLOOKUP(W167,W157:Z166,4,FALSE)","v":{"$error":"#N/A"}}]

{"sheet":"Greenroof","index":14,"n_rows":95,"n_cols":70,"rows_kept":95,"cut":false,"hidden":false,"merged":[[3,12,3,20],[4,3,4,6],[5,3,5,6],[1,54,2,62],[1,12,1,14],[1,15,1,20],[2,12,2,14],[2,15,2,20],[1,7,2,11],[1,1,2,5],[1,6,2,6],[91,6,91,7],[21,1,45,5],[40,12,45,20],[5,12,9,20],[13,12,25,20],[26,12,39,20],[21,6,26,11],[27,6,45,11],[56,7,56,8],[75,5,75,8],[76,6,76,7],[81,6,81,7],[86,6,86,7],[17,1,17,4]]}
[null,null,null,null,null,null,null,null,null,null,null,null,null,null,null,null,null,null,null,null,null,null,null,null,null,null,null,null,null,null,null,null,null,null,"Annual retention efficiency as a function of the retention depth for specified greenroof:"]
[null,"GREENROOF",null,null,null,null,{"$f":"'General Site Information'!G2:G3","v":"V 7.6"},{"$f":"IF('General Site Information'!J5=\"\",\"\",'General Site Information'!J5)","v":""},null,null,null,null,"Blue Numbers = ",null,null,"Input data",null,null,null,null,null,null,"Greenroof System # 1",null,null,null,null,"USE DEFAULT CONCENTRATIONS"]
[null,null,null,null,null,null,null,null,null,null,null,null,"Red Numbers =",null,null,"Calculated or Carryover",null,null,null,null,null,null,"PLEASE SELECT APPROPRIATE RAINFALL STATION","Catch 1",null,null,null,"OVERWRITE DEFAULT CONCENTRATIONS",null,null,null,null,null,null,null,null,0.5,1,1.5,2,2.5,3,3.5,4,4.5,5,null,null,null,null,null,null,null,null,null,null,null,null,null,null,null,null,null,null,null,null,null,null,null,"PLEASE SELECT LAND USE:"]
[null,null,null,null,null,null,null,null,null,null,null,null,null,null,null,null,null,null,null,null,null,null,"Belle Glade # 616","Belle Glade # 616",{"$f":"10.7*LN($F$11)+72.36","v":{"$error":"#NUM!"}},50,null,null,null,null,null,null,null,null,"Belle Glade # 616",null,{"$f":"10.7*LN(AK$3)+72.36","v":64.943325168008585},{"$f":"10.7*LN(AL$3)+72.36","v":72.36},{"$f":"10.7*LN(AM$3)+72.36","v":76.698476656757364},79.776674831991414,82.164310831053456,84.115151488748779,85.764563762900437,87.193349663982829,88.45362814550613,89.580985663044871,null,null,null,null,null,null,null,null,null,null,null,null,null,null,null,null,null,null,null,null,null,null,null,{"$f":"'Event Mean Concentrations'!M10","v":"Agricultural - Citrus:    TN=2.240 TP=0.183"}]
[null,"Select Greenroof",null,"CLICK ON CELL BELOW TO SELECT",null,null,null,null,null,null,null,null,null,null,null,null,null,null,null,null,null,null,"Boca Raton # 845","Boca Raton # 845",{"$f":"10.62*LN($F$11)+61.75","v":{"$error":"#NUM!"}},42,null,"Specified removal efficiency",null,null,{"$f":"IF('General Site Information'!H16='Stormwater Treatment Analysis'!X5,1,0)","v":0},null,null,null,"Boca Raton # 845",null,{"$f":"10.62*LN(AK$3)+61.75","v":54.388776942453383},{"$f":"10.62*LN(AL$3)+61.75","v":61.75},66.056039448108706,69.111223057546624,71.481007572503529,73.41726250565533,75.05434272542081,76.472446115093234,77.723301953764036,78.842230630050139,null,null,null,null,null,null,null,null,null,null,null,null,null,null,null,null,null,null,null,null,null,null,null,{"$f":"'Event Mean Concentrations'!M11","v":"Agricultural - General: TN=2.800 TP=0.487"}]
[null,"Rainfall Station:",null,null,null,null,null,null,null,null,null,null,"REQUIRED REMAINING TREATMENT EFFICIENCIES OF TREATMENT SYSTEM IN SERIES WITH GREENROOF. USE FOR SIZING OF TREATMENT SYSTEM IN SERIES WITH VNB. ",null,null,null,null,null,null,null,null,null,"Brooksville # 1048","Brooksville # 1048",{"$f":"10.03*LN($F$11)+66.65","v":{"$error":"#NUM!"}},45,null,"Specified removal efficiency",null,null,{"$f":"'General Site Information'!J18","v":0},null,null,null,"Brooksville # 1048",null,{"$f":"10.03*LN(AK$3)+66.65","v":59.697733778983753},{"$f":"10.03*LN(AL$3)+66.65","v":66.650000000000006},70.716815034324895,73.602266221016251,75.840396040697783,77.66908125534114,79.215212574008547,80.55453244203251,81.73589628966603,82.792662261714028,null,null,null,null,null,null,null,null,null,null,null,null,null,null,null,null,null,null,null,null,null,null,null,{"$f":"'Event Mean Concentrations'!M12","v":"Agricultural - Pasture: TN=3.510TP=0.686"}]
[null,null,null,null,null,"Catchment 1","Catchment 2","Catchment3","Catchment 4",null,null,null,null,null,null,null,null,null,null,null,null,null,"Daytona # 2158","Daytona # 2158",{"$f":"12.06*LN($F$11)+65.43","v":{"$error":"#NUM!"}},42,null,null,null,null,null,null,null,null,"Daytona # 2158",null,{"$f":"12.06*LN(AK$3)+65.43","v":57.070645002447066},{"$f":"12.06*LN(AL$3)+65.43","v":65.430000000000007},70.319909203784476,73.789354997552948,76.480466226402314,78.679264201337418,80.538321400054144,82.148709995105889,83.569173405121873,84.839821223955255,null,null,null,null,null,null,null,null,null,null,null,null,null,null,null,null,null,null,null,null,null,null,null,{"$f":"'Event Mean Concentrations'!M13","v":"Agricultural - Row Crops: TN=2.650 TP=0.593 "}]
[null,"Required treatment efficiency (Nitrogen):",null,null,null,{"$f":"IFERROR('Watershed Characteristics'!$AE$46,\"\")","v":""},{"$f":"IFERROR('Watershed Characteristics'!$AE$47,\"\")","v":""},{"$f":"IFERROR('Watershed Characteristics'!$AE$48,\"\")","v":""},{"$f":"IFERROR('Watershed Characteristics'!$AE$49,\"\")","v":""},"%",null,null,null,null,null,null,null,null,null,null,null,null,"Fort Meyers # 3186","Fort Meyers # 3186",{"$f":"9.94*LN($F$11)+65.13","v":{"$error":"#NUM!"}},44,null,null,null,null,null,null,null,null,"Fort Meyers # 3186",null,{"$f":"9.94*LN(AK$3)+65.13","v":58.240117025234142},{"$f":"9.94*LN(AL$3)+65.13","v":65.13},69.160323174595149,72.019882974765849,74.237929874829092,76.050206149361003,77.582463906843955,78.909765949531703,80.080529323956156,81.127812849594946,null,null,null,null,null,null,null,null,null,null,null,null,null,null,null,null,null,null,null,null,null,null,null,{"$f":"'Event Mean Concentrations'!M14","v":"Conventional Roofs: TN=1.050 TP=0.120"}]
[null,"Required treatment efficiency (Phosphorus):",null,null,null,{"$f":"IFERROR('Watershed Characteristics'!$AF$46,\"\")","v":""},{"$f":"IFERROR('Watershed Characteristics'!$AF$47,\"\")","v":""},{"$f":"IFERROR('Watershed Characteristics'!$AF$48,\"\")","v":""},{"$f":"IFERROR('Watershed Characteristics'!$AF$49,\"\")","v":""},"%",null,null,null,null,null,null,null,null,null,null,null,null,"Gainesville # 3321","Gainesville # 3321",{"$f":"11.77*LN($F$11)+67.21","v":{"$error":"#NUM!"}},42,null,null,null,null,null,null,null,null,"Gainesville # 3321",null,{"$f":"11.77*LN(AK$3)+67.21","v":59.051657684809442},{"$f":"11.77*LN(AL$3)+67.21","v":67.209999999999994},71.982324322433087,75.368342315190546,77.994741914158794,80.140666637623639,81.955020139190481,83.526684630381112,84.912990960056732,86.153084229349361,null,null,null,null,null,null,null,null,null,null,null,null,null,null,null,null,null,null,null,null,null,null,null,{"$f":"'Event Mean Concentrations'!M15","v":"High-Intensity Commercial: TN=2.40 TP=0.345"}]
[null,"Greenroof Area:",null,null,null,null,null,null,null,"SF",null,null,null,null,null,null,null,null,null,null,null,null,"Homestead # 4091","Homestead # 4091",{"$f":"9.345*LN($F$11)+64.37","v":{"$error":"#NUM!"}},44,null,null,null,null,null,null,null,null,"Homestead # 4091",null,{"$f":"9.345*LN(AK$3)+64.37","v":57.892539597667316},{"$f":"9.345*LN(AL$3)+64.37","v":64.37},68.159071435270803,70.8474604023327,72.93273688936398,74.636531837603485,76.077069940589226,77.324920804665382,78.425603272874284,79.410197291696676,null,null,null,null,null,null,null,null,null,null,null,null,null,null,null,null,null,null,null,null,null,null,null,{"$f":"'Event Mean Concentrations'!M16","v":"Highway: TN=1.520 TP=0.200"}]
[null,"Retention Provided (over the greenroof area):",null,null,null,null,null,null,null,"IN",null,null,null,null,null,null,"Catchment 1","Catchment 2","Catchment3","Catchment 4",null,null,"Jacksonville # 4358","Jacksonville # 4358",{"$f":"11.49*LN($F$11)+64.23","v":{"$error":"#NUM!"}},40,null,null,null,null,null,null,null,null,"Jacksonville # 4358",null,{"$f":"11.49*LN(AK$3)+64.23","v":56.265738895366233},{"$f":"11.49*LN(AL$3)+64.23","v":64.23},68.888794092162811,72.194261104633782,74.758180509234052,76.853055196796589,78.62424650801178,80.158522209267545,81.511849288959397,82.722441613867815,null,null,null,null,null,null,null,null,null,null,null,null,null,null,null,null,null,null,null,null,null,null,null,{"$f":"'Event Mean Concentrations'!M17","v":"Light Industrial: TN=1.200 TP=0.260"}]
[null,"Retention Volume Required for Cistern:",null,null,null,{"$f":"IF(F11=0,\"NO CISTERN\",($F$10*$F$11)/12)","v":"NO CISTERN"},{"$f":"IF(G11=0,\"NO CISTERN\",($G$10*$G$11)/12)","v":"NO CISTERN"},{"$f":"IF(H11=0,\"NO CISTERN\",($H$10*$H$11)/12)","v":"NO CISTERN"},{"$f":"IF(I11=0,\"NO CISTERN\",($I$10*$I$11)/12)","v":"NO CISTERN"},"CF",null,null,"Remaining treatment efficiency needed (Nitrogen):",null,null,null,{"$f":"IFERROR(IF(((($F$8/100)-($F$13/100))/(1-($F$13/100))*100)<0,0,((($F$8/100)-($F$13/100))/(1-($F$13/100))*100)),\"\")","v":""},{"$f":"IFERROR(IF(((($G$8/100)-($G$13/100))/(1-($G$13/100))*100)<0,0,((($G$8/100)-($G$13/100))/(1-($G$13/100))*100)),\"\")","v":""},{"$f":"IFERROR(IF(((($H$8/100)-($H$13/100))/(1-($H$13/100))*100)<0,0,((($H$8/100)-($H$13/100))/(1-($H$13/100))*100)),\"\")","v":""},{"$f":"IFERROR(IF(((($I$8/100)-($I$13/100))/(1-($I$13/100))*100)<0,0,((($I$8/100)-($I$13/100))/(1-($I$13/100))*100)),\"\")","v":""},"%",null,"Key West # 4570","Key West # 4570",{"$f":"11.31*LN($F$11)+72.27","v":{"$error":"#NUM!"}},51,null,null,null,null,null,null,null,null,"Key West # 4570",null,{"$f":"11.31*LN(AK$3)+72.27","v":64.430505387867015},{"$f":"11.31*LN(AL$3)+72.27","v":72.27},76.855810372703331,80.109494612132977,82.633248177496696,84.695304984836312,86.438749173682609,87.948989224265958,89.281115357539662,90.472742789629677,null,null,null,null,null,null,null,null,null,null,null,null,null,null,null,null,null,null,null,null,null,null,null,{"$f":"'Event Mean Concentrations'!M18","v":"Low-Density Residential: TN=1.610 TP= 0.191"}]
[null,"Total Nitrogen removal efficiency provided:",null,null,null,{"$f":"IF(F10=0, \"\", IF(ISERROR(IF(F11=0,VLOOKUP(D6,$X$4:$Z$21,3,FALSE),VLOOKUP(D6,$X$4:$Z$21,2,FALSE)))=TRUE,0,IF(F11=0,VLOOKUP(D6,$X$4:$Z$21,3,FALSE),VLOOKUP(D6,$X$4:$Z$21,2,FALSE))))","v":""},{"$f":"IF(G10=0, \"\", IF(ISERROR(IF(G11=0,VLOOKUP(D6,X24:Z41,3,FALSE),VLOOKUP(D6,X24:Z41,2,FALSE)))=TRUE,0,IF(G11=0,VLOOKUP(D6,X24:Z41,3,FALSE),VLOOKUP(D6,X24:Z41,2,FALSE))))","v":""},{"$f":"IF(H10=0, \"\", IF(ISERROR(IF(H11=0,VLOOKUP(D6,X44:Z61,3,FALSE),VLOOKUP(D6,X44:Z61,2,FALSE)))=TRUE,0,IF(H11=0,VLOOKUP(D6,X44:Z61,3,FALSE),VLOOKUP(D6,X44:Z61,2,FALSE))))","v":""},{"$f":"IF(I10=0, \"\", IF(ISERROR(IF(I11=0,VLOOKUP(D6,X64:Z81,3,FALSE),VLOOKUP(D6,X64:Z81,2,FALSE)))=TRUE,0,IF(I11=0,VLOOKUP(D6,X64:Z81,3,FALSE),VLOOKUP(D6,X64:Z81,2,FALSE))))","v":""},"%",null,null,"Remaining treatment efficiency needed (Phosphorus):",null,null,null,{"$f":"IFERROR(IF(((($F$9/100)-($F$14/100))/(1-($F$14/100))*100)<0,0,((($F$9/100)-($F$14/100))/(1-($F$14/100))*100)),\"\")","v":""},{"$f":"IFERROR(IF(((($G$9/100)-($G$14/100))/(1-($G$14/100))*100)<0,0,((($G$9/100)-($G$14/100))/(1-($G$14/100))*100)),\"\")","v":""},{"$f":"IFERROR(IF(((($H$9/100)-($H$14/100))/(1-($H$14/100))*100)<0,0,((($H$9/100)-($H$14/100))/(1-($H$14/100))*100)),\"\")","v":""},{"$f":"IFERROR(IF(((($I$9/100)-($I$14/100))/(1-($I$14/100))*100)<0,0,((($I$9/100)-($I$14/100))/(1-($I$14/100))*100)),\"\")","v":""},"%",null,"Lakeland # 4797","Lakeland # 4797",{"$f":"12.06*LN($F$11)+66.43","v":{"$error":"#NUM!"}},42,null,"Post-Developed Non DCIA CN:",null,null,null,null,98,null,"Lakeland # 4797",null,{"$f":"12.06*LN(AK$3)+66.43","v":58.070645002447066},{"$f":"12.06*LN(AL$3)+66.43","v":66.430000000000007},71.319909203784476,74.789354997552948,77.480466226402314,79.679264201337418,81.538321400054144,83.148709995105889,84.569173405121873,85.839821223955255,null,null,null,null,null,null,null,null,null,null,null,null,null,null,null,null,null,null,null,null,null,null,null,{"$f":"'Event Mean Concentrations'!M19","v":"Low-Intensity Commercial: TN=1.13 TP=0.188"}]
[null,"Total Phosphorous removal efficiency provided:",null,null,null,{"$f":"IF(F10=0, \"\", IF(ISERROR(IF(F11=0,VLOOKUP(D6,$X$4:$Z$21,3,FALSE),VLOOKUP(D6,$X$4:$Z$21,2,FALSE)))=TRUE,0,IF(F11=0,VLOOKUP(D6,$X$4:$Z$21,3,FALSE),VLOOKUP(D6,$X$4:$Z$21,2,FALSE))))","v":""},{"$f":"IF(G10=0, \"\", IF(ISERROR(IF(G11=0,VLOOKUP(D6,X24:Z41,3,FALSE),VLOOKUP(D6,$X$24:$Z$41,2,FALSE)))=TRUE,0,IF(G11=0,VLOOKUP(D6,$X$24:$Z$41,3,FALSE),VLOOKUP(D6,$X$24:$Z$41,2,FALSE))))","v":""},{"$f":"IF(H10=0, \"\", IF(ISERROR(IF(H11=0,VLOOKUP(D6,X44:Z61,3,FALSE),VLOOKUP(D6,X44:Z61,2,FALSE)))=TRUE,0,IF(H11=0,VLOOKUP(D6,X44:Z61,3,FALSE),VLOOKUP(D6,X44:Z61,2,FALSE))))","v":""},{"$f":"IF(I10=0, \"\", IF(ISERROR(IF(I11=0,VLOOKUP(D6,X64:Z81,3,FALSE),VLOOKUP(D6,X64:Z81,2,FALSE)))=TRUE,0,IF(I11=0,VLOOKUP(D6,X64:Z81,3,FALSE),VLOOKUP(D6,X64:Z81,2,FALSE))))","v":""},"%",null,null,null,null,null,null,null,null,null,null,null,null,"Miami # 5663","Miami # 5663",{"$f":"10.06*LN($F$11)+62.13","v":{"$error":"#NUM!"}},42,null,"Post-Developed DCIA Percentage:",null,null,null,null,100,"%","Miami # 5663",null,{"$f":"10.06*LN(AK$3)+62.13","v":55.156939363566956},{"$f":"10.06*LN(AL$3)+62.13","v":62.13},66.20897898756813,69.103060636433057,71.347884762654004,73.182039624001192,74.732795463063411,76.076121272866104,77.261018611569327,78.320945399087051,null,null,null,null,null,null,null,null,null,null,null,null,null,null,null,null,null,null,null,null,null,null,null,{"$f":"'Event Mean Concentrations'!M20","v":"Mining / Extractive: TN=1.180 TP=0.150"}]
[null,null,null,null,null,null,null,null,null,null,null,null,null,null,null,null,null,null,null,null,null,null,"Niceville # 6240","Niceville # 6240",{"$f":"10.99*LN($F$11)+56.16","v":{"$error":"#NUM!"}},33,null,"Greenroof Area:",null,null,null,null,{"$f":"$G$10/43560","v":0},"AC","Niceville # 6240",null,{"$f":"10.99*LN(AK$3)+56.16","v":48.5423124856462},{"$f":"10.99*LN(AL$3)+56.16","v":56.16},60.616061538108724,63.777687514353794,66.230035143296959,68.233749052462528,69.927865023764099,71.395375028707591,72.689810590571255,73.847722657650763,null,null,null,null,null,null,null,null,null,null,null,null,null,null,null,null,null,null,null,null,null,null,null,{"$f":"'Event Mean Concentrations'!M21","v":"Multi-Family: TN=2.230 TP=0.520"}]
[null,"Irrigation demand",null,null,null,null,null,null,null,"IN/YR",null,null,null,null,null,null,null,null,null,null,null,null,"Orlando # 6628","Orlando # 6628",{"$f":"12.32*LN($F$11)+68.17","v":{"$error":"#NUM!"}},43,null,null,null,null,null,null,null,null,"Orlando # 6628",null,{"$f":"12.32*LN(AK$3)+68.17","v":59.630426735501473},{"$f":"12.32*LN(AL$3)+68.17","v":68.17},73.165330131892588,76.70957326449853,79.458701816689597,81.704903396391117,83.604039771862944,85.249146528997059,86.700233528283704,87.998275081188126,null,null,null,null,null,null,null,null,null,null,null,null,null,null,null,null,null,null,null,null,null,null,null,{"$f":"'Event Mean Concentrations'!M22","v":"Single-Family: TN=2.070 TP=0.327"}]
[null,"Rainfall excess (filtrate under drain flow)",null,null,null,null,null,null,null,"IN/YR",null,null,null,null,null,null,null,null,null,null,null,null,"Panama City # 6842","Panama City # 6842",{"$f":"11.44*LN($F$11)+57.77","v":{"$error":"#NUM!"}},33,"Percent Runoff Leaving",{"$f":"IF(F10=0, \"\",F13)","v":""},null,null,null,null,null,null,"Panama City # 6842",null,{"$f":"11.44*LN(AK$3)+57.77","v":49.840396254394228},{"$f":"11.44*LN(AL$3)+57.77","v":57.77},62.408520836757404,65.699603745605771,68.252365972640334,70.338124582363179,72.101608359587019,73.629207491211545,74.976645419120587,76.181969718246108,null,null,null,null,null,null,null,null,null,null,null,null,null,null,null,null,null,null,null,null,null,null,null,{"$f":"'Event Mean Concentrations'!M23","v":"Undeveloped - Dry Prairie: TN=1.950 TP=0.107"}]
[null,"Average yearly demand for harvested water per year:",null,null,null,{"$f":"IF(F10=0,\"\",F16*0.325829*F10/43560/12)","v":""},{"$f":"IF(G10=0,\"\",G16*0.325829*G10/43560/12)","v":""},{"$f":"IF(H10=0,\"\",H16*0.325829*H10/43560/12)","v":""},{"$f":"IF(I10=0,\"\",I16*0.325829*I10/43560/12)","v":""},"MGY",null,null,null,null,null,null,null,null,null,null,null,null,"Tallahassee # 8758","Tallahassee # 8758",{"$f":"10.49*LN($F$11)+58.08","v":{"$error":"#NUM!"}},35,null,null,null,null,null,null,null,null,"Tallahassee # 8758",null,{"$f":"10.49*LN(AK$3)+58.08","v":50.808886075926175},{"$f":"10.49*LN(AL$3)+58.08","v":58.08},62.333328984054646,65.351113924073829,67.69188977735989,69.604442908128476,71.221483539516413,72.622227848147645,73.857771892183109,74.963003701433706,null,null,null,null,null,null,null,null,null,null,null,null,null,null,null,null,null,null,null,null,null,null,null,{"$f":"'Event Mean Concentrations'!M24","v":"Undeveloped - Hydric Hammock: TN=1.072 TP=0.026"}]
[null,"Average supply of harvested water per year:",null,null,null,{"$f":"IF(F10=0,\"\",F13/100*F17*F10*0.325829/12/43560)","v":""},{"$f":"IF(G10=0,\"\",G13/100*G17*G10*0.325829/12/43560)","v":""},{"$f":"IF(H10=0,\"\",H13/100*H17*H10*0.325829/12/43560)","v":""},{"$f":"IF(I10=0,\"\",I13/100*I17*I10*0.325829/12/43560)","v":""},"MGY",null,null,null,null,null,null,null,null,null,null,null,null,"Tampa # 8788","Tampa # 8788",{"$f":"11.31*LN($F$11)+68.52","v":{"$error":"#NUM!"}},44,null,null,null,null,null,null,null,null,"Tampa # 8788",null,{"$f":"11.31*LN(AK$3)+68.52","v":60.680505387867015},{"$f":"11.31*LN(AL$3)+68.52","v":68.52},73.105810372703331,76.359494612132977,78.883248177496696,80.945304984836312,82.688749173682609,84.198989224265958,85.531115357539662,86.722742789629677,null,null,null,null,null,null,null,null,null,null,null,null,null,null,null,null,null,null,null,null,null,null,null,{"$f":"'Event Mean Concentrations'!M25","v":"Undeveloped - Marl Prairie: TN=0.603 TP=0.010"}]
[null,"The average supplemental water needed per year:",null,null,null,{"$f":"IF(F10=0,\"\",IF(F18<F19,0,F18-F19))","v":""},{"$f":"IF(G10=0,\"\",IF(G18<G19,0,G18-G19))","v":""},{"$f":"IF(H10=0,\"\",IF(H18<H19,0,H18-H19))","v":""},{"$f":"IF(I10=0,\"\",IF(I18<I19,0,I18-I19))","v":""},"MGY",null,null,null,null,null,null,null,null,null,null,null,null,"Venice # 9176","Venice # 9176",{"$f":"11.66*LN($F$11)+69.78","v":{"$error":"#NUM!"}},47,null,null,null,null,null,null,null,null,"Venice # 9176",null,{"$f":"11.66*LN(AK$3)+69.78","v":61.697903874671042},{"$f":"11.66*LN(AL$3)+69.78","v":69.78},74.507723160541204,77.862096125328961,80.463949933652657,82.589819285870163,84.387216212656,85.94419225065792,87.317542446411352,88.546046058981602,null,null,null,null,null,null,null,null,null,null,null,null,null,null,null,null,null,null,null,null,null,null,null,{"$f":"'Event Mean Concentrations'!M26","v":"Undeveloped - Mesic Flatwoods: TN=1.000 TP=0.034"}]
[null,null,null,null,null,null,null,null,null,null,null,null,null,null,null,null,null,null,null,null,null,null,"West Palm Beach # 9525","West Palm Beach # 9525",{"$f":"10.2*LN($F$11)+61.95","v":{"$error":"#NUM!"}},42,null,null,null,null,null,null,null,null,"West Palm Beach # 9525",null,{"$f":"10.2*LN(AK$3)+61.95","v":54.879898758288562},{"$f":"10.2*LN(AL$3)+61.95","v":61.95},66.085744102703273,69.020101241711444,71.296165465116388,73.155845344414729,74.728182278652753,76.090202483422885,77.291589447118,78.36626670682783,null,null,null,null,null,null,null,null,null,null,null,null,null,null,null,null,null,null,null,null,null,null,null,{"$f":"'Event Mean Concentrations'!M27","v":"Undeveloped - Mixed Hardwood: TN=0.288 TP=0.501"}]
[null,null,null,null,null,null," NOTE FOR TREATMENT EFFICIENCY GRAPH:",null,null,null,null,null,null,null,null,null,null,null,null,null,null,null,null,null,null,null,null,null,null,null,null,null,null,null,null,null,null,null,null,null,null,null,null,null,null,null,null,null,null,null,null,null,null,null,null,null,null,null,null,null,null,null,null,null,null,null,null,null,null,{"$f":"'Event Mean Concentrations'!M28","v":"Undeveloped - Ruderal/Upland Pine: TN=1.318 TP=0.347"}]
[null,null,null,null,null,null,null,null,null,null,null,null,null,null,null,null,null,null,null,null,null,null,null,"Catch 2",null,null,null,null,null,null,null,null,null,null,null,null,0.5,1,1.5,2,2.5,3,3.5,4,4.5,5,null,null,null,null,null,null,null,null,null,null,null,null,null,null,null,null,null,null,null,null,null,null,null,{"$f":"'Event Mean Concentrations'!M29","v":"Undeveloped - Scrubby Flatwoods: TN=1.023 TP=0.027 "}]
[null,null,null,null,null,null,null,null,null,null,null,null,null,null,null,null,null,null,null,null,null,null,null,"Belle Glade # 616",{"$f":"10.7*LN($G$11)+72.36","v":{"$error":"#NUM!"}},50,null,null,null,null,null,null,null,null,{"$f":"$D$6","v":0},null,{"$f":"VLOOKUP($AI$24,$AI$4:$AT$21,3,FALSE)","v":{"$error":"#N/A"}},{"$f":"VLOOKUP($AI$24,$AI$4:$AT$21,4,FALSE)","v":{"$error":"#N/A"}},{"$f":"VLOOKUP($AI$24,$AI$4:$AT$21,5,FALSE)","v":{"$error":"#N/A"}},{"$f":"VLOOKUP($AI$24,$AI$4:$AT$21,6,FALSE)","v":{"$error":"#N/A"}},{"$f":"VLOOKUP($AI$24,$AI$4:$AT$21,7,FALSE)","v":{"$error":"#N/A"}},{"$f":"VLOOKUP($AI$24,$AI$4:$AT$21,8,FALSE)","v":{"$error":"#N/A"}},{"$f":"VLOOKUP($AI$24,$AI$4:$AT$21,9,FALSE)","v":{"$error":"#N/A"}},{"$f":"VLOOKUP($AI$24,$AI$4:$AT$21,10,FALSE)","v":{"$error":"#N/A"}},{"$f":"VLOOKUP($AI$24,$AI$4:$AT$21,11,FALSE)","v":{"$error":"#N/A"}},{"$f":"VLOOKUP($AI$24,$AI$4:$AT$21,12,FALSE)","v":{"$error":"#N/A"}},null,null,null,null,null,null,null,null,null,null,null,null,null,null,null,null,null,null,null,null,null,null,null,{"$f":"'Event Mean Concentrations'!M30","v":"Undeveloped - Upland Hardwood: TN=0.891 TP=0.269"}]
[null,null,null,null,null,null,null,null,null,null,null,null,null,null,null,null,null,null,null,null,null,null,null,"Boca Raton # 845",{"$f":"10.62*LN($G$11)+61.75","v":{"$error":"#NUM!"}},42,null,null,null,null,null,null,null,null,null,null,null,null,null,null,null,null,null,null,null,null,null,null,null,null,null,null,null,null,null,null,null,null,null,null,null,null,null,null,null,null,null,null,null,{"$f":"'Event Mean Concentrations'!M31","v":"Undeveloped - Upland Mixed: TN=0.676 TP=2.291"}]
[null,null,null,null,null,null,null,null,null,null,null,null,null,null,null,null,null,null,null,null,null,null,null,"Brooksville # 1048",{"$f":"10.03*LN($G$11)+66.65","v":{"$error":"#NUM!"}},45,null,null,null,null,null,null,null,null,null,null,null,null,null,null,null,null,null,null,null,null,null,null,null,null,null,null,null,null,null,null,null,null,null,null,null,null,null,null,null,null,null,null,null,{"$f":"'Event Mean Concentrations'!M32","v":"Undeveloped - Wet Flatwoods: TN=1.175 TP=0.015"}]
[null,null,null,null,null,null,null,null,null,null,null,null,null,null,null,null,null,null,null,null,null,null,null,"Daytona # 2158",{"$f":"12.06*LN($G$11)+65.43","v":{"$error":"#NUM!"}},42,null,null,null,null,null,null,null,null,null,null,null,null,null,null,null,null,null,null,null,null,null,null,null,null,null,null,null,null,null,null,null,null,null,null,null,null,null,null,null,null,null,null,null,{"$f":"'Event Mean Concentrations'!M33","v":"Undeveloped - Wet Prairie: TN=0.776 TP=0.009"}]
[null,null,null,null,null,null,"Greenroof cistern/harvesting design curves show the relationship between the greenroof cistern storage and the average runoff reduction efficiency. Red triangle displayed on the chart represents system sized by the specified input.",null,null,null,null,null,null,null,null,null,null,null,null,null,null,null,null,"Fort Meyers # 3186",{"$f":"9.94*LN($G$11)+65.13","v":{"$error":"#NUM!"}},44,null,null,null,null,null,null,null,null,null,null,null,null,null,null,null,null,null,null,null,null,null,null,null,null,null,null,null,null,null,null,null,null,null,null,null,null,null,null,null,null,null,null,null,{"$f":"'Event Mean Concentrations'!M34","v":"Undeveloped - Xeric Hammock: TN=1.318 TP=2.816"}]
[null,null,null,null,null,null,null,null,null,null,null,null,null,null,null,null,null,null,null,null,null,null,null,"Gainesville # 3321",{"$f":"11.77*LN($G$11)+67.21","v":{"$error":"#NUM!"}},42,null,null,null,null,null,null,null,null,null,null,null,null,null,null,null,null,null,null,null,null,null,null,null,null,null,null,null,null,null,null,null,null,null,null,null,null,null,null,null,null,null,null,null,{"$f":"'Event Mean Concentrations'!M35","v":"Undeveloped - Xeric Scrub: TN=1.158 TP=0.096"}]
[null,null,null,null,null,null,null,null,null,null,null,null,null,null,null,null,null,null,null,null,null,null,null,"Homestead # 4091",{"$f":"9.345*LN($G$11)+64.37","v":{"$error":"#NUM!"}},44,null,null,null,null,null,null,null,null,null,null,null,null,null,null,null,null,null,null,null,null,null,null,null,null,null,null,null,null,null,null,null,null,null,null,null,null,null,null,null,null,null,null,null,{"$f":"'Event Mean Concentrations'!M36","v":"Apopka Open Space/Recreation/Fallow Crop: TN=1.100 TP=0.50"}]
[null,null,null,null,null,null,null,null,null,null,null,null,null,null,null,null,null,null,null,null,null,null,null,"Jacksonville # 4358",{"$f":"11.49*LN($G$11)+64.23","v":{"$error":"#NUM!"}},40,null,null,null,null,null,null,null,null,null,null,null,null,null,null,null,null,null,null,null,null,null,null,null,null,null,null,null,null,null,null,null,null,null,null,null,null,null,null,null,null,null,null,null,{"$f":"'Event Mean Concentrations'!M37","v":"Apopka Forests/Abandoned Tree Crops: TN=1.250 TP=0.080"}]
[null,null,null,null,null,null,null,null,null,null,null,null,null,null,null,null,null,null,null,null,null,null,null,"Key West # 4570",{"$f":"11.31*LN($G$11)+72.27","v":{"$error":"#NUM!"}},51,null,null,null,null,null,null,null,null,null,null,null,null,null,null,null,null,null,null,null,null,null,null,null,null,null,null,null,null,null,null,null,null,null,null,null,null,null,null,null,null,null,null,null,{"$f":"'Event Mean Concentrations'!M38","v":"Undeveloped / Rangeland / Forest: TN=1.150 TP=0.055"}]
[null,null,null,null,null,null,null,null,null,null,null,null,null,null,null,null,null,null,null,null,null,null,null,"Lakeland # 4797",{"$f":"12.06*LN($G$11)+66.43","v":{"$error":"#NUM!"}},42]
[null,null,null,null,null,null,null,null,null,null,null,null,null,null,null,null,null,null,null,null,null,null,null,"Miami # 5663",{"$f":"10.06*LN($G$11)+62.13","v":{"$error":"#NUM!"}},42]
[null,null,null,null,null,null,null,null,null,null,null,null,null,null,null,null,null,null,null,null,null,null,null,"Niceville # 6240",{"$f":"10.99*LN($G$11)+56.16","v":{"$error":"#NUM!"}},33]
[null,null,null,null,null,null,null,null,null,null,null,null,null,null,null,null,null,null,null,null,null,null,null,"Orlando # 6628",{"$f":"12.32*LN($G$11)+68.17","v":{"$error":"#NUM!"}},43]
[null,null,null,null,null,null,null,null,null,null,null,null,null,null,null,null,null,null,null,null,null,null,null,"Panama City # 6842",{"$f":"11.44*LN($G$11)+57.77","v":{"$error":"#NUM!"}},33,"Percent Runoff Leaving",{"$f":"IF(G10=0, \"\", G13)","v":""}]
[null,null,null,null,null,null,null,null,null,null,null,null,null,null,null,null,null,null,null,null,null,null,null,"Tallahassee # 8758",{"$f":"10.49*LN($G$11)+58.08","v":{"$error":"#NUM!"}},35]
[null,null,null,null,null,null,null,null,null,null,null,null,null,null,null,null,null,null,null,null,null,null,null,"Tampa # 8788",{"$f":"11.31*LN($G$11)+68.52","v":{"$error":"#NUM!"}},44]
[null,null,null,null,null,null,null,null,null,null,null,null,null,null,null,null,null,null,null,null,null,null,null,"Venice # 9176",{"$f":"11.66*LN($G$11)+69.78","v":{"$error":"#NUM!"}},47]
[null,null,null,null,null,null,null,null,null,null,null,null,"Source of Graphic: Draft stormwater quality applicant's handbook, Design Requirements For Stormwater Quality Treatment Systems In Florida dated March 2010 by Florida Department of Environmental Protection, available at: http://www.dep.state.fl.us/water/wetlands/erp/rules/stormwater, March 2010 ",null,null,null,null,null,null,null,null,null,null,"West Palm Beach # 9525",{"$f":"10.2*LN($G$11)+61.95","v":{"$error":"#NUM!"}},42]
[]
[null,null,null,null,null,null,null,null,null,null,null,null,null,null,null,null,null,null,null,null,null,null,null,"Catch 3"]
[null,null,null,null,null,null,null,null,null,null,null,null,null,null,null,null,null,null,null,null,null,null,null,"Belle Glade # 616",{"$f":"10.7*LN($H$11)+72.36","v":{"$error":"#NUM!"}},50]
[null,null,null,null,null,null,null,null,null,null,null,null,null,null,null,null,null,null,null,null,null,null,null,"Boca Raton # 845",{"$f":"10.62*LN($H$11)+61.75","v":{"$error":"#NUM!"}},42]
[null,null,null,null,null,null,null,null,null,null,null,null,null,null,null,null,null,null,null,null,null,null,null,"Brooksville # 1048",{"$f":"10.03*LN($H$11)+66.65","v":{"$error":"#NUM!"}},45]
[null,null,null,null,null,null,null,null,null,null,null,null,null,null,null,null,null,null,null,null,null,null,null,"Daytona # 2158",{"$f":"12.06*LN($H$11)+65.43","v":{"$error":"#NUM!"}},42]
[null,null,null,null,null,null,null,null,null,null,null,null,null,null,null,null,null,null,null,null,null,null,null,"Fort Meyers # 3186",{"$f":"9.94*LN($H$11)+65.13","v":{"$error":"#NUM!"}},44]
[null,null,null,null,null,null,null,null,null,null,null,null,null,null,null,null,null,null,null,null,null,null,null,"Gainesville # 3321",{"$f":"11.77*LN($H$11)+67.21","v":{"$error":"#NUM!"}},42]
[null,null,null,null,null,null,null,null,null,null,null,null,null,null,null,null,null,null,null,null,null,null,null,"Homestead # 4091",{"$f":"9.345*LN($H$11)+64.37","v":{"$error":"#NUM!"}},44]
[null,null,null,null,null,null,null,null,null,null,null,null,null,null,null,null,null,null,null,null,null,null,null,"Jacksonville # 4358",{"$f":"11.49*LN($H$11)+64.23","v":{"$error":"#NUM!"}},40]
[null,null,null,null,"Catchment 1","Catchment 2","Catchment 3","Catchment 4",null,null,null,null,null,null,null,null,null,null,null,null,null,null,null,"Key West # 4570",{"$f":"11.31*LN($H$11)+72.27","v":{"$error":"#NUM!"}},51]
[null,null,null,"N",{"$f":"G80","v":""},{"$f":"G85","v":""},{"$f":"G90","v":""},{"$f":"G95","v":""},null,null,null,null,null,null,null,null,null,null,null,null,null,null,null,"Lakeland # 4797",{"$f":"12.06*LN($H$11)+66.43","v":{"$error":"#NUM!"}},42]
[null,null,null,null,null,null,null,null,null,null,null,null,null,null,null,null,null,null,null,null,null,null,null,"Miami # 5663",{"$f":"10.06*LN($H$11)+62.13","v":{"$error":"#NUM!"}},42]
[null,null,null,null,null,null,null,null,null,null,null,null,null,null,null,null,null,null,null,null,null,null,null,"Niceville # 6240",{"$f":"10.99*LN($H$11)+56.16","v":{"$error":"#NUM!"}},33,"Percent Runoff Leaving",{"$f":"IF(H10=0, \"\", H13)","v":""}]
[null,null,null,null,null,null,null,null,null,null,null,null,null,null,null,null,null,null,null,null,null,null,null,"Orlando # 6628",{"$f":"12.32*LN($H$11)+68.17","v":{"$error":"#NUM!"}},43]
[null,null,"N","N","N","N","Retention Amount:","Efficiency Provided:",null,null,null,null,null,null,null,null,null,null,null,null,null,null,null,"Panama City # 6842",{"$f":"11.44*LN($H$11)+57.77","v":{"$error":"#NUM!"}},33]
[null,null,0,0,0,0,0,null,0,null,null,null,null,null,null,null,null,null,null,null,null,null,null,"Tallahassee # 8758",{"$f":"10.49*LN($H$11)+58.08","v":{"$error":"#NUM!"}},35]
[null,null,{"$f":"IF(IF(I59>=$F$13,1,0)>0,C58+1,IF(I59>=$F$13,1,0))","v":{"$error":"#REF!"}},{"$f":"IF(IF(I59>=$G$13,1,0)>0,D58+1,IF(I59>=$G$13,1,0))","v":{"$error":"#REF!"}},{"$f":"IF(IF(I59>=$H$13,1,0)>0,E58+1,IF(I59>=$H$13,1,0))","v":{"$error":"#REF!"}},{"$f":"IF(IF(I59>=$I$13,1,0)>0,F58+1,IF(I59>=$I$13,1,0))","v":{"$error":"#REF!"}},0.25,null,{"$f":"'Rainwater Harvesting'!L55","v":{"$error":"#REF!"}},null,null,null,null,null,null,null,null,null,null,null,null,null,null,"Tampa # 8788",{"$f":"11.31*LN($H$11)+68.52","v":{"$error":"#NUM!"}},44]
[null,null,{"$f":"IF(IF(I60>=$F$13,1,0)>0,C59+1,IF(I60>=$F$13,1,0))","v":{"$error":"#REF!"}},{"$f":"IF(IF(I60>=$G$13,1,0)>0,D59+1,IF(I60>=$G$13,1,0))","v":{"$error":"#REF!"}},{"$f":"IF(IF(I60>=$H$13,1,0)>0,E59+1,IF(I60>=$H$13,1,0))","v":{"$error":"#REF!"}},{"$f":"IF(IF(I60>=$I$13,1,0)>0,F59+1,IF(I60>=$I$13,1,0))","v":{"$error":"#REF!"}},0.5,null,{"$f":"'Rainwater Harvesting'!L56","v":{"$error":"#REF!"}},null,null,null,null,null,null,null,null,null,null,null,null,null,null,"Venice # 9176",{"$f":"11.66*LN($H$11)+69.78","v":{"$error":"#NUM!"}},47]
[null,null,{"$error":"#REF!"},{"$error":"#REF!"},{"$error":"#REF!"},{"$error":"#REF!"},0.75,null,{"$f":"'Rainwater Harvesting'!L57","v":{"$error":"#REF!"}},null,null,null,null,null,null,null,null,null,null,null,null,null,null,"West Palm Beach # 9525",{"$f":"10.2*LN($H$11)+61.95","v":{"$error":"#NUM!"}},42]
[null,null,{"$error":"#REF!"},{"$error":"#REF!"},{"$error":"#REF!"},{"$error":"#REF!"},1,null,{"$f":"'Rainwater Harvesting'!L58","v":{"$error":"#REF!"}}]
[null,null,{"$error":"#REF!"},{"$error":"#REF!"},{"$error":"#REF!"},{"$error":"#REF!"},1.25,null,{"$f":"'Rainwater Harvesting'!L59","v":{"$error":"#REF!"}},null,null,null,null,null,null,null,null,null,null,null,null,null,null,"Catch 4"]
[null,null,{"$error":"#REF!"},{"$error":"#REF!"},{"$error":"#REF!"},{"$error":"#REF!"},1.5,null,{"$f":"'Rainwater Harvesting'!L60","v":{"$error":"#REF!"}},null,null,null,null,null,null,null,null,null,null,null,null,null,null,"Belle Glade # 616",{"$f":"10.7*LN($I$11)+72.36","v":{"$error":"#NUM!"}},50]
[null,null,{"$error":"#REF!"},{"$error":"#REF!"},{"$error":"#REF!"},{"$error":"#REF!"},1.75,null,{"$f":"'Rainwater Harvesting'!L61","v":{"$error":"#REF!"}},null,null,null,null,null,null,null,null,null,null,null,null,null,null,"Boca Raton # 845",{"$f":"10.62*LN($I$11)+61.75","v":{"$error":"#NUM!"}},42]
[null,null,{"$error":"#REF!"},{"$error":"#REF!"},{"$error":"#REF!"},{"$error":"#REF!"},2,null,{"$f":"'Rainwater Harvesting'!L62","v":{"$error":"#REF!"}},null,null,null,null,null,null,null,null,null,null,null,null,null,null,"Brooksville # 1048",{"$f":"10.03*LN($I$11)+66.65","v":{"$error":"#NUM!"}},45]
[null,null,{"$error":"#REF!"},{"$error":"#REF!"},{"$error":"#REF!"},{"$error":"#REF!"},2.25,null,{"$f":"'Rainwater Harvesting'!L63","v":{"$error":"#REF!"}},null,null,null,null,null,null,null,null,null,null,null,null,null,null,"Daytona # 2158",{"$f":"12.06*LN($I$11)+65.43","v":{"$error":"#NUM!"}},42]
[null,null,{"$error":"#REF!"},{"$error":"#REF!"},{"$error":"#REF!"},{"$error":"#REF!"},2.5,null,{"$f":"'Rainwater Harvesting'!L64","v":{"$error":"#REF!"}},null,null,null,null,null,null,null,null,null,null,null,null,null,null,"Fort Meyers # 3186",{"$f":"9.94*LN($I$11)+65.13","v":{"$error":"#NUM!"}},44]
[null,null,{"$error":"#REF!"},{"$error":"#REF!"},{"$error":"#REF!"},{"$error":"#REF!"},2.75,null,{"$f":"'Rainwater Harvesting'!L65","v":{"$error":"#REF!"}},null,null,null,null,null,null,null,null,null,null,null,null,null,null,"Gainesville # 3321",{"$f":"11.77*LN($I$11)+67.21","v":{"$error":"#NUM!"}},42]
[null,null,{"$error":"#REF!"},{"$error":"#REF!"},{"$error":"#REF!"},{"$error":"#REF!"},3,null,{"$f":"'Rainwater Harvesting'!L66","v":{"$error":"#REF!"}},null,null,null,null,null,null,null,null,null,null,null,null,null,null,"Homestead # 4091",{"$f":"9.345*LN($I$11)+64.37","v":{"$error":"#NUM!"}},44]
[null,null,{"$error":"#REF!"},{"$error":"#REF!"},{"$error":"#REF!"},{"$error":"#REF!"},3.25,null,{"$f":"'Rainwater Harvesting'!L67","v":{"$error":"#REF!"}},null,null,null,null,null,null,null,null,null,null,null,null,null,null,"Jacksonville # 4358",{"$f":"11.49*LN($I$11)+64.23","v":{"$error":"#NUM!"}},40]
[null,null,{"$error":"#REF!"},{"$error":"#REF!"},{"$error":"#REF!"},{"$error":"#REF!"},3.5,null,{"$f":"'Rainwater Harvesting'!L68","v":{"$error":"#REF!"}},null,null,null,null,null,null,null,null,null,null,null,null,null,null,"Key West # 4570",{"$f":"11.31*LN($I$11)+72.27","v":{"$error":"#NUM!"}},51]
[null,null,{"$error":"#REF!"},{"$error":"#REF!"},{"$error":"#REF!"},{"$error":"#REF!"},3.75,null,{"$f":"'Rainwater Harvesting'!L69","v":{"$error":"#REF!"}},null,null,null,null,null,null,null,null,null,null,null,null,null,null,"Lakeland # 4797",{"$f":"12.06*LN($I$11)+66.43","v":{"$error":"#NUM!"}},42]
[null,null,{"$error":"#REF!"},{"$error":"#REF!"},{"$error":"#REF!"},{"$error":"#REF!"},4,null,{"$f":"'Rainwater Harvesting'!L70","v":{"$error":"#REF!"}},null,null,null,null,null,null,null,null,null,null,null,null,null,null,"Miami # 5663",{"$f":"10.06*LN($I$11)+62.13","v":{"$error":"#NUM!"}},42]
[null,null,null,null,null,null,null,null,null,null,null,null,null,null,null,null,null,null,null,null,null,null,null,"Niceville # 6240",{"$f":"10.99*LN($I$11)+56.16","v":{"$error":"#NUM!"}},33]
[null,null,null,null,null,"Interpolation for Retention Amount:",null,null,null,null,null,null,null,null,null,null,null,null,null,null,null,null,null,"Orlando # 6628",{"$f":"12.32*LN($I$11)+68.17","v":{"$error":"#NUM!"}},43]
[null,null,null,null,null,null,"Catch 1",null,null,null,null,null,null,null,null,null,null,null,null,null,null,null,null,"Panama City # 6842",{"$f":"11.44*LN($I$11)+57.77","v":{"$error":"#NUM!"}},33,"Percent Runoff Leaving",{"$f":"IF(I10=0, \"\", I13)","v":""}]
[null,null,null,null,null,null,{"$f":"VLOOKUP(0,C58:I74,5)","v":0},{"$f":"VLOOKUP(0,C58:I74,7)","v":0},null,null,null,null,null,null,null,null,null,null,null,null,null,null,null,"Tallahassee # 8758",{"$f":"10.49*LN($I$11)+58.08","v":{"$error":"#NUM!"}},35]
[null,null,null,null,null,null,{"$f":"VLOOKUP(1,C58:I74,5)","v":0},{"$f":"VLOOKUP(1,C58:I74,7)","v":0},null,null,null,null,null,null,null,null,null,null,null,null,null,null,null,"Tampa # 8788",{"$f":"11.31*LN($I$11)+68.52","v":{"$error":"#NUM!"}},44]
[null,null,null,null,null,"N",{"$f":"IF($F$13=\"\",\"\",(IF($F$13>I74,G74,G78+(($F$13-H78)/(H79-H78)*(G79-G78)))))","v":""},null,null,null,null,null,null,null,null,null,null,null,null,null,null,null,null,"Venice # 9176",{"$f":"11.66*LN($I$11)+69.78","v":{"$error":"#NUM!"}},47]
[null,null,null,null,null,null,null,null,null,null,null,null,null,null,null,null,null,null,null,null,null,null,null,"West Palm Beach # 9525",{"$f":"10.2*LN($I$11)+61.95","v":{"$error":"#NUM!"}},42]
[null,null,null,null,null,null,"Catch 2"]
[null,null,null,null,null,null,{"$f":"VLOOKUP(0,D58:I74,4)","v":0},{"$f":"VLOOKUP(0,D58:I74,6)","v":0}]
[null,null,null,null,null,null,{"$f":"VLOOKUP(1,D58:I74,4)","v":0},{"$f":"VLOOKUP(1,D58:I74,6)","v":0}]
[null,null,null,null,null,"N",{"$f":"IF($G$13=\"\",\"\",(IF($G$13>I74,G74,G83+(($G$13-H83)/(H84-H83)*(G84-G83)))))","v":""}]
[]
[null,null,null,null,null,null,"Catch 3"]
[null,null,null,null,null,null,{"$f":"VLOOKUP(0,E58:I74,3)","v":0},{"$f":"VLOOKUP(0,E58:I74,5)","v":0}]
[null,null,null,null,null,null,{"$f":"VLOOKUP(1,E58:I74,3)","v":0},{"$f":"VLOOKUP(1,E58:I74,5)","v":0}]
[null,null,null,null,null,"N",{"$f":"IF($H$13=\"\",\"\",(IF($H$13>I74,G74,G88+(($H$13-H88)/(H89-H88)*(G89-G88)))))","v":""}]
[]
[null,null,null,null,null,null,"Catch 4"]
[null,null,null,null,null,null,{"$f":"VLOOKUP(0,F58:I74,2)","v":0},{"$f":"VLOOKUP(0,F58:I74,4)","v":0}]
[null,null,null,null,null,null,{"$f":"VLOOKUP(1,F58:I74,2)","v":0},{"$f":"VLOOKUP(1,F58:I74,4)","v":0}]
[null,null,null,null,null,"N",{"$f":"IF($I$13=\"\",\"\",(IF($I$13>I74,G74,G93+(($I$13-H93)/(H94-H93)*(G94-G93)))))","v":""}]

{"sheet":"Lined Reuse Pond with Underdrai","index":15,"n_rows":96,"n_cols":70,"rows_kept":96,"cut":false,"hidden":false,"merged":[[1,54,2,62],[2,12,2,14],[2,15,2,20],[1,1,2,5],[1,6,2,6],[3,12,3,20],[4,3,4,6],[5,3,5,6],[5,12,9,20],[1,7,2,11],[1,12,1,14],[1,15,1,20],[13,12,25,20],[18,1,18,4],[22,1,46,5],[22,6,27,11],[26,12,39,20],[28,6,46,11],[92,6,92,7],[40,12,45,20],[57,7,57,8],[76,5,76,8],[77,6,77,7],[82,6,82,7],[87,6,87,7]]}
[null,null,null,null,null,null,null,null,null,null,null,null,null,null,null,null,null,null,null,null,null,null,null,null,null,null,null,null,null,null,null,null,null,null,"Annual retention efficiency as a function of the retention depth for specified greenroof:"]
[null,"Lined Reuse Pond with Underdrain Input",null,null,null,null,{"$f":"'General Site Information'!G2:G3","v":"V 7.6"},{"$f":"IF('General Site Information'!J5=\"\",\"\",'General Site Information'!$J$5)","v":""},null,null,null,null,"Blue Numbers = ",null,null,"Input data",null,null,null,null,null,null,"Greenroof System # 1",null,null,null,null,"USE DEFAULT CONCENTRATIONS"]
[null,null,null,null,null,null,null,null,null,null,null,null,"Red Numbers =",null,null,"Calculated or Carryover",null,null,null,null,null,null,"PLEASE SELECT APPROPRIATE RAINFALL STATION","Catch 1",null,null,null,"OVERWRITE DEFAULT CONCENTRATIONS",null,null,null,null,null,null,null,null,0.5,1,1.5,2,2.5,3,3.5,4,4.5,5,null,null,null,null,null,null,null,null,null,null,null,null,null,null,null,null,null,null,null,null,null,null,null,"PLEASE SELECT LAND USE:"]
[null,null,null,null,null,null,null,null,null,null,null,null,null,null,null,null,null,null,null,null,null,null,"Belle Glade # 616","Belle Glade # 616",{"$f":"10.7*LN($F$11)+72.36","v":{"$error":"#NUM!"}},50,null,null,null,null,null,null,null,null,"Belle Glade # 616",null,{"$f":"10.7*LN(AK$3)+72.36","v":64.943325168008585},{"$f":"10.7*LN(AL$3)+72.36","v":72.36},{"$f":"10.7*LN(AM$3)+72.36","v":76.698476656757364},79.776674831991414,82.164310831053456,84.115151488748779,85.764563762900437,87.193349663982829,88.45362814550613,89.580985663044871,null,null,null,null,null,null,null,null,null,null,null,null,null,null,null,null,null,null,null,null,null,null,null,{"$f":"'Event Mean Concentrations'!M10","v":"Agricultural - Citrus:    TN=2.240 TP=0.183"}]
[null,"Select location",null,"CLICK ON CELL BELOW TO SELECT",null,null,null,null,null,null,null,null,null,null,null,null,null,null,null,null,null,null,"Boca Raton # 845","Boca Raton # 845",{"$f":"10.62*LN($F$11)+61.75","v":{"$error":"#NUM!"}},42,null,"Specified removal efficiency",null,null,{"$f":"IF('General Site Information'!H16='Stormwater Treatment Analysis'!X5,1,0)","v":0},null,null,null,"Boca Raton # 845",null,{"$f":"10.62*LN(AK$3)+61.75","v":54.388776942453383},{"$f":"10.62*LN(AL$3)+61.75","v":61.75},66.056039448108706,69.111223057546624,71.481007572503529,73.41726250565533,75.05434272542081,76.472446115093234,77.723301953764036,78.842230630050139,null,null,null,null,null,null,null,null,null,null,null,null,null,null,null,null,null,null,null,null,null,null,null,{"$f":"'Event Mean Concentrations'!M11","v":"Agricultural - General: TN=2.800 TP=0.487"}]
[null,"Rainfall Station:",null,null,null,null,null,null,null,null,null,null,"REQUIRED REMAINING TREATMENT EFFICIENCIES OF TREATMENT SYSTEM IN SERIES WITH GREENROOF. USE FOR SIZING OF TREATMENT SYSTEM IN SERIES WITH VNB. ",null,null,null,null,null,null,null,null,null,"Brooksville # 1048","Brooksville # 1048",{"$f":"10.03*LN($F$11)+66.65","v":{"$error":"#NUM!"}},45,null,"Specified removal efficiency",null,null,{"$f":"'General Site Information'!J18","v":0},null,null,null,"Brooksville # 1048",null,{"$f":"10.03*LN(AK$3)+66.65","v":59.697733778983753},{"$f":"10.03*LN(AL$3)+66.65","v":66.650000000000006},70.716815034324895,73.602266221016251,75.840396040697783,77.66908125534114,79.215212574008547,80.55453244203251,81.73589628966603,82.792662261714028,null,null,null,null,null,null,null,null,null,null,null,null,null,null,null,null,null,null,null,null,null,null,null,{"$f":"'Event Mean Concentrations'!M12","v":"Agricultural - Pasture: TN=3.510TP=0.686"}]
[null,null,null,null,null,"Catchment 1","Catchment 2","Catchment3","Catchment 4",null,null,null,null,null,null,null,null,null,null,null,null,null,"Daytona # 2158","Daytona # 2158",{"$f":"12.06*LN($F$11)+65.43","v":{"$error":"#NUM!"}},42,null,null,null,null,null,null,null,null,"Daytona # 2158",null,{"$f":"12.06*LN(AK$3)+65.43","v":57.070645002447066},{"$f":"12.06*LN(AL$3)+65.43","v":65.430000000000007},70.319909203784476,73.789354997552948,76.480466226402314,78.679264201337418,80.538321400054144,82.148709995105889,83.569173405121873,84.839821223955255,null,null,null,null,null,null,null,null,null,null,null,null,null,null,null,null,null,null,null,null,null,null,null,{"$f":"'Event Mean Concentrations'!M13","v":"Agricultural - Row Crops: TN=2.650 TP=0.593 "}]
[null,"Required treatment efficiency (Nitrogen):",null,null,null,{"$f":"IFERROR('Watershed Characteristics'!$AE$46,\"\")","v":""},{"$f":"IFERROR('Watershed Characteristics'!$AE$47,\"\")","v":""},{"$f":"IFERROR('Watershed Characteristics'!$AE$48,\"\")","v":""},{"$f":"IFERROR('Watershed Characteristics'!$AE$49,\"\")","v":""},"%",null,null,null,null,null,null,null,null,null,null,null,null,"Fort Meyers # 3186","Fort Meyers # 3186",{"$f":"9.94*LN($F$11)+65.13","v":{"$error":"#NUM!"}},44,null,null,null,null,null,null,null,null,"Fort Meyers # 3186",null,{"$f":"9.94*LN(AK$3)+65.13","v":58.240117025234142},{"$f":"9.94*LN(AL$3)+65.13","v":65.13},69.160323174595149,72.019882974765849,74.237929874829092,76.050206149361003,77.582463906843955,78.909765949531703,80.080529323956156,81.127812849594946,null,null,null,null,null,null,null,null,null,null,null,null,null,null,null,null,null,null,null,null,null,null,null,{"$f":"'Event Mean Concentrations'!M14","v":"Conventional Roofs: TN=1.050 TP=0.120"}]
[null,"Required treatment efficiency (Phosphorus):",null,null,null,{"$f":"IFERROR('Watershed Characteristics'!$AF$46,\"\")","v":""},{"$f":"IFERROR('Watershed Characteristics'!$AF$47,\"\")","v":""},{"$f":"IFERROR('Watershed Characteristics'!$AF$48,\"\")","v":""},{"$f":"IFERROR('Watershed Characteristics'!$AF$49,\"\")","v":""},"%",null,null,null,null,null,null,null,null,null,null,null,null,"Gainesville # 3321","Gainesville # 3321",{"$f":"11.77*LN($F$11)+67.21","v":{"$error":"#NUM!"}},42,null,null,null,null,null,null,null,null,"Gainesville # 3321",null,{"$f":"11.77*LN(AK$3)+67.21","v":59.051657684809442},{"$f":"11.77*LN(AL$3)+67.21","v":67.209999999999994},71.982324322433087,75.368342315190546,77.994741914158794,80.140666637623639,81.955020139190481,83.526684630381112,84.912990960056732,86.153084229349361,null,null,null,null,null,null,null,null,null,null,null,null,null,null,null,null,null,null,null,null,null,null,null,{"$f":"'Event Mean Concentrations'!M15","v":"High-Intensity Commercial: TN=2.40 TP=0.345"}]
[null,"Drainage and Irrigation Area (must be equal):",null,null,null,null,null,null,null,"SF",null,null,null,null,null,null,null,null,null,null,null,null,"Homestead # 4091","Homestead # 4091",{"$f":"9.345*LN($F$11)+64.37","v":{"$error":"#NUM!"}},44,null,null,null,null,null,null,null,null,"Homestead # 4091",null,{"$f":"9.345*LN(AK$3)+64.37","v":57.892539597667316},{"$f":"9.345*LN(AL$3)+64.37","v":64.37},68.159071435270803,70.8474604023327,72.93273688936398,74.636531837603485,76.077069940589226,77.324920804665382,78.425603272874284,79.410197291696676,null,null,null,null,null,null,null,null,null,null,null,null,null,null,null,null,null,null,null,null,null,null,null,{"$f":"'Event Mean Concentrations'!M16","v":"Highway: TN=1.520 TP=0.200"}]
[null,"Retention Provided (over the drainage area):",null,null,null,null,null,null,null,"IN",null,null,null,null,null,null,"Catchment 1","Catchment 2","Catchment3","Catchment 4",null,null,"Jacksonville # 4358","Jacksonville # 4358",{"$f":"11.49*LN($F$11)+64.23","v":{"$error":"#NUM!"}},40,null,null,null,null,null,null,null,null,"Jacksonville # 4358",null,{"$f":"11.49*LN(AK$3)+64.23","v":56.265738895366233},{"$f":"11.49*LN(AL$3)+64.23","v":64.23},68.888794092162811,72.194261104633782,74.758180509234052,76.853055196796589,78.62424650801178,80.158522209267545,81.511849288959397,82.722441613867815,null,null,null,null,null,null,null,null,null,null,null,null,null,null,null,null,null,null,null,null,null,null,null,{"$f":"'Event Mean Concentrations'!M17","v":"Light Industrial: TN=1.200 TP=0.260"}]
[null,"Retention Volume Required for Capture:",null,null,null,{"$f":"IF(F11=0,\"NO Reuse\",($F$10*$F$11)/12)","v":"NO Reuse"},{"$f":"IF(G11=0,\"NO Reuse\",($G$10*$G$11)/12)","v":"NO Reuse"},{"$f":"IF(H11=0,\"NO Reuse\",($H$10*$H$11)/12)","v":"NO Reuse"},{"$f":"IF(I11=0,\"NO Reuse\",($I$10*$I$11)/12)","v":"NO Reuse"},"CF",null,null,"Remaining treatment efficiency needed (Nitrogen):",null,null,null,{"$f":"IFERROR(IF(((($F$8/100)-($F$13/100))/(1-($F$13/100))*100)<0,0,((($F$8/100)-($F$13/100))/(1-($F$13/100))*100)),\"\")","v":""},{"$f":"IFERROR(IF(((($G$8/100)-($G$13/100))/(1-($G$13/100))*100)<0,0,((($G$8/100)-($G$13/100))/(1-($G$13/100))*100)),\"\")","v":""},{"$f":"IFERROR(IF(((($H$8/100)-($H$13/100))/(1-($H$13/100))*100)<0,0,((($H$8/100)-($H$13/100))/(1-($H$13/100))*100)),\"\")","v":""},{"$f":"IFERROR(IF(((($I$8/100)-($I$13/100))/(1-($I$13/100))*100)<0,0,((($I$8/100)-($I$13/100))/(1-($I$13/100))*100)),\"\")","v":""},"%",null,"Key West # 4570","Key West # 4570",{"$f":"11.31*LN($F$11)+72.27","v":{"$error":"#NUM!"}},51,null,null,null,null,null,null,null,null,"Key West # 4570",null,{"$f":"11.31*LN(AK$3)+72.27","v":64.430505387867015},{"$f":"11.31*LN(AL$3)+72.27","v":72.27},76.855810372703331,80.109494612132977,82.633248177496696,84.695304984836312,86.438749173682609,87.948989224265958,89.281115357539662,90.472742789629677,null,null,null,null,null,null,null,null,null,null,null,null,null,null,null,null,null,null,null,null,null,null,null,{"$f":"'Event Mean Concentrations'!M18","v":"Low-Density Residential: TN=1.610 TP= 0.191"}]
[null,"Total Nitrogen removal efficiency provided:",null,null,null,{"$f":"IF(F10=0, \"\", IF(ISERROR(IF(F11=0,VLOOKUP(D6,$X$4:$Z$21,3,FALSE),VLOOKUP(D6,$X$4:$Z$21,2,FALSE)))=TRUE,0,IF(F11=0,VLOOKUP(D6,$X$4:$Z$21,3,FALSE),VLOOKUP(D6,$X$4:$Z$21,2,FALSE))))","v":""},{"$f":"IF(G10=0, \"\", IF(ISERROR(IF(G11=0,VLOOKUP(D6,$X$24:$Z$41,3,FALSE),VLOOKUP(D6,$X$24:$Z$41,2,FALSE)))=TRUE,0,IF(G11=0,VLOOKUP(D6,$X$24:$Z$41,3,FALSE),VLOOKUP(D6,$X$24:$Z$41,2,FALSE))))","v":""},{"$f":"IF(H10=0, \"\", IF(ISERROR(IF(H11=0,VLOOKUP(D6,X44:Z61,3,FALSE),VLOOKUP(D6,X44:Z61,2,FALSE)))=TRUE,0,IF(H11=0,VLOOKUP(D6,X44:Z61,3,FALSE),VLOOKUP(D6,X44:Z61,2,FALSE))))","v":""},{"$f":"IF(I10=0, \"\", IF(ISERROR(IF(I11=0,VLOOKUP(D6,X64:Z81,3,FALSE),VLOOKUP(D6,X64:Z81,2,FALSE)))=TRUE,0,IF(I11=0,VLOOKUP(D6,X64:Z81,3,FALSE),VLOOKUP(D6,X64:Z81,2,FALSE))))","v":""},"%",null,null,"Remaining treatment efficiency needed (Phosphorus):",null,null,null,{"$f":"IFERROR(IF(((($F$9/100)-($F$14/100))/(1-($F$14/100))*100)<0,0,((($F$9/100)-($F$14/100))/(1-($F$14/100))*100)),\"\")","v":""},{"$f":"IFERROR(IF(((($G$9/100)-($G$14/100))/(1-($G$14/100))*100)<0,0,((($G$9/100)-($G$14/100))/(1-($G$14/100))*100)),\"\")","v":""},{"$f":"IFERROR(IF(((($H$9/100)-($H$14/100))/(1-($H$14/100))*100)<0,0,((($H$9/100)-($H$14/100))/(1-($H$14/100))*100)),\"\")","v":""},{"$f":"IFERROR(IF(((($I$9/100)-($I$14/100))/(1-($I$14/100))*100)<0,0,((($I$9/100)-($I$14/100))/(1-($I$14/100))*100)),\"\")","v":""},"%",null,"Lakeland # 4797","Lakeland # 4797",{"$f":"12.06*LN($F$11)+66.43","v":{"$error":"#NUM!"}},42,null,"Post-Developed Non DCIA CN:",null,null,null,null,98,null,"Lakeland # 4797",null,{"$f":"12.06*LN(AK$3)+66.43","v":58.070645002447066},{"$f":"12.06*LN(AL$3)+66.43","v":66.430000000000007},71.319909203784476,74.789354997552948,77.480466226402314,79.679264201337418,81.538321400054144,83.148709995105889,84.569173405121873,85.839821223955255,null,null,null,null,null,null,null,null,null,null,null,null,null,null,null,null,null,null,null,null,null,null,null,{"$f":"'Event Mean Concentrations'!M19","v":"Low-Intensity Commercial: TN=1.13 TP=0.188"}]
[null,"Total Phosphorous removal efficiency provided:",null,null,null,{"$f":"IF(F10=0, \"\", IF(ISERROR(IF(F11=0,VLOOKUP(D6,$X$4:$Z$21,3,FALSE),VLOOKUP(D6,$X$4:$Z$21,2,FALSE)))=TRUE,0,IF(F11=0,VLOOKUP(D6,$X$4:$Z$21,3,FALSE),VLOOKUP(D6,$X$4:$Z$21,2,FALSE))))","v":""},{"$f":"IF(G10=0, \"\", IF(ISERROR(IF(G11=0,VLOOKUP(D6,X24:Z41,3,FALSE),VLOOKUP(D6,$X$24:$Z$41,2,FALSE)))=TRUE,0,IF(G11=0,VLOOKUP(D6,$X$24:$Z$41,3,FALSE),VLOOKUP(D6,$X$24:$Z$41,2,FALSE))))","v":""},{"$f":"IF(H10=0, \"\", IF(ISERROR(IF(H11=0,VLOOKUP(D6,X44:Z61,3,FALSE),VLOOKUP(D6,X44:Z61,2,FALSE)))=TRUE,0,IF(H11=0,VLOOKUP(D6,X44:Z61,3,FALSE),VLOOKUP(D6,X44:Z61,2,FALSE))))","v":""},{"$f":"IF(I10=0, \"\", IF(ISERROR(IF(I11=0,VLOOKUP(D6,X64:Z81,3,FALSE),VLOOKUP(D6,X64:Z81,2,FALSE)))=TRUE,0,IF(I11=0,VLOOKUP(D6,X64:Z81,3,FALSE),VLOOKUP(D6,X64:Z81,2,FALSE))))","v":""},"%",null,null,"Note the storage area is lined to prevent groundwater exchange.  The liner can be clay, HDPE liner, or other types of fabric.",null,null,null,null,null,null,null,null,null,"Miami # 5663","Miami # 5663",{"$f":"10.06*LN($F$11)+62.13","v":{"$error":"#NUM!"}},42,null,"Post-Developed DCIA Percentage:",null,null,null,null,100,"%","Miami # 5663",null,{"$f":"10.06*LN(AK$3)+62.13","v":55.156939363566956},{"$f":"10.06*LN(AL$3)+62.13","v":62.13},66.20897898756813,69.103060636433057,71.347884762654004,73.182039624001192,74.732795463063411,76.076121272866104,77.261018611569327,78.320945399087051,null,null,null,null,null,null,null,null,null,null,null,null,null,null,null,null,null,null,null,null,null,null,null,{"$f":"'Event Mean Concentrations'!M20","v":"Mining / Extractive: TN=1.180 TP=0.150"}]
[null,null,null,"Retention volume in Ac-Ft ",null,{"$f":"IF(F10=0,\"\",F12/43560)","v":""},{"$f":"IF(G10=0,\"\",G12/43560)","v":""},{"$f":"IF(H10=0,\"\",H12/43560)","v":""},{"$f":"IF(I10=0,\"\",I12/43560)","v":""},null,null,null,null,null,null,null,null,null,null,null,null,null,"Niceville # 6240","Niceville # 6240",{"$f":"10.99*LN($F$11)+56.16","v":{"$error":"#NUM!"}},33,null,"Greenroof Area:",null,null,null,null,{"$f":"$G$10/43560","v":0},"AC","Niceville # 6240",null,{"$f":"10.99*LN(AK$3)+56.16","v":48.5423124856462},{"$f":"10.99*LN(AL$3)+56.16","v":56.16},60.616061538108724,63.777687514353794,66.230035143296959,68.233749052462528,69.927865023764099,71.395375028707591,72.689810590571255,73.847722657650763,null,null,null,null,null,null,null,null,null,null,null,null,null,null,null,null,null,null,null,null,null,null,null,{"$f":"'Event Mean Concentrations'!M21","v":"Multi-Family: TN=2.230 TP=0.520"}]
[null,null,null,"Retention volume in Gal",null,{"$f":"IF(F10=0,\"\",F15*325829)","v":""},{"$f":"IF(G10=0,\"\",G15*325829)","v":""},{"$f":"IF(H10=0,\"\",H15*325829)","v":""},{"$f":"IF(I10=0,\"\",I15*325829)","v":""},null,null,null,null,null,null,null,null,null,null,null,null,null,"Orlando # 6628","Orlando # 6628",{"$f":"12.32*LN($F$11)+68.17","v":{"$error":"#NUM!"}},43,null,null,null,null,null,null,null,null,"Orlando # 6628",null,{"$f":"12.32*LN(AK$3)+68.17","v":59.630426735501473},{"$f":"12.32*LN(AL$3)+68.17","v":68.17},73.165330131892588,76.70957326449853,79.458701816689597,81.704903396391117,83.604039771862944,85.249146528997059,86.700233528283704,87.998275081188126,null,null,null,null,null,null,null,null,null,null,null,null,null,null,null,null,null,null,null,null,null,null,null,{"$f":"'Event Mean Concentrations'!M22","v":"Single-Family: TN=2.070 TP=0.327"}]
[null,"Irrigation demand (in/y)",null,null,null,null,null,null,null,null,null,null,null,null,null,null,null,null,null,null,null,null,"Panama City # 6842","Panama City # 6842",{"$f":"11.44*LN($F$11)+57.77","v":{"$error":"#NUM!"}},33,"Percent Runoff Leaving",{"$f":"IF(F10=0, \"\",F13)","v":""},null,null,null,null,null,null,"Panama City # 6842",null,{"$f":"11.44*LN(AK$3)+57.77","v":49.840396254394228},{"$f":"11.44*LN(AL$3)+57.77","v":57.77},62.408520836757404,65.699603745605771,68.252365972640334,70.338124582363179,72.101608359587019,73.629207491211545,74.976645419120587,76.181969718246108,null,null,null,null,null,null,null,null,null,null,null,null,null,null,null,null,null,null,null,null,null,null,null,{"$f":"'Event Mean Concentrations'!M23","v":"Undeveloped - Dry Prairie: TN=1.950 TP=0.107"}]
[null,"Rainfall excess (sum of runoff and under drain flow) (in/y)",null,null,null,null,null,null,null,null,null,null,null,null,null,null,null,null,null,null,null,null,"Tallahassee # 8758","Tallahassee # 8758",{"$f":"10.49*LN($F$11)+58.08","v":{"$error":"#NUM!"}},35,null,null,null,null,null,null,null,null,"Tallahassee # 8758",null,{"$f":"10.49*LN(AK$3)+58.08","v":50.808886075926175},{"$f":"10.49*LN(AL$3)+58.08","v":58.08},62.333328984054646,65.351113924073829,67.69188977735989,69.604442908128476,71.221483539516413,72.622227848147645,73.857771892183109,74.963003701433706,null,null,null,null,null,null,null,null,null,null,null,null,null,null,null,null,null,null,null,null,null,null,null,{"$f":"'Event Mean Concentrations'!M24","v":"Undeveloped - Hydric Hammock: TN=1.072 TP=0.026"}]
[null,"Average yearly demand for harvested water per year:",null,null,null,{"$f":"IF(F10=0,\"\",$F$17*0.325829*F10/43560/12)","v":""},{"$f":"IF(G10=0,\"\",$G$17*0.325829*G10/43560/12)","v":""},{"$f":"IF(H10=0,\"\",$H$17*0.325829*H10/43560/12)","v":""},{"$f":"IF(I10=0,\"\",$I$17*0.325829*I10/43560/12)","v":""},"MGY",null,null,null,null,null,null,null,null,null,null,null,null,"Tampa # 8788","Tampa # 8788",{"$f":"11.31*LN($F$11)+68.52","v":{"$error":"#NUM!"}},44,null,null,null,null,null,null,null,null,"Tampa # 8788",null,{"$f":"11.31*LN(AK$3)+68.52","v":60.680505387867015},{"$f":"11.31*LN(AL$3)+68.52","v":68.52},73.105810372703331,76.359494612132977,78.883248177496696,80.945304984836312,82.688749173682609,84.198989224265958,85.531115357539662,86.722742789629677,null,null,null,null,null,null,null,null,null,null,null,null,null,null,null,null,null,null,null,null,null,null,null,{"$f":"'Event Mean Concentrations'!M25","v":"Undeveloped - Marl Prairie: TN=0.603 TP=0.010"}]
[null,"Average supply of harvested water per year:",null,null,null,{"$f":"IF(F10=0,\"\",F13/100*F18*F10*0.325829/12/43560)","v":""},{"$f":"IF(G10=0,\"\",G13/100*G18*G10*0.325829/12/43560)","v":""},{"$f":"IF(H10=0,\"\",H13/100*H18*H10*0.325829/12/43560)","v":""},{"$f":"IF(I10=0,\"\",I13/100*I18*I10*0.325829/12/43560)","v":""},"MGY",null,null,null,null,null,null,null,null,null,null,null,null,"Venice # 9176","Venice # 9176",{"$f":"11.66*LN($F$11)+69.78","v":{"$error":"#NUM!"}},47,null,null,null,null,null,null,null,null,"Venice # 9176",null,{"$f":"11.66*LN(AK$3)+69.78","v":61.697903874671042},{"$f":"11.66*LN(AL$3)+69.78","v":69.78},74.507723160541204,77.862096125328961,80.463949933652657,82.589819285870163,84.387216212656,85.94419225065792,87.317542446411352,88.546046058981602,null,null,null,null,null,null,null,null,null,null,null,null,null,null,null,null,null,null,null,null,null,null,null,{"$f":"'Event Mean Concentrations'!M26","v":"Undeveloped - Mesic Flatwoods: TN=1.000 TP=0.034"}]
[null,"The average supplemental water needed per year:",null,null,null,{"$f":"IF(F10=0,\"\",IF(F19<F20,0,F19-F20))","v":""},{"$f":"IF(G10=0,\"\",IF(G19<G20,0,G19-G20))","v":""},{"$f":"IF(H10=0,\"\",IF(H19<H20,0,H19-H20))","v":""},{"$f":"IF(I10=0,\"\",IF(I19<I20,0,I19-I20))","v":""},"MGY",null,null,null,null,null,null,null,null,null,null,null,null,"West Palm Beach # 9525","West Palm Beach # 9525",{"$f":"10.2*LN($F$11)+61.95","v":{"$error":"#NUM!"}},42,null,null,null,null,null,null,null,null,"West Palm Beach # 9525",null,{"$f":"10.2*LN(AK$3)+61.95","v":54.879898758288562},{"$f":"10.2*LN(AL$3)+61.95","v":61.95},66.085744102703273,69.020101241711444,71.296165465116388,73.155845344414729,74.728182278652753,76.090202483422885,77.291589447118,78.36626670682783,null,null,null,null,null,null,null,null,null,null,null,null,null,null,null,null,null,null,null,null,null,null,null,{"$f":"'Event Mean Concentrations'!M27","v":"Undeveloped - Mixed Hardwood: TN=0.288 TP=0.501"}]
[null,null,null,null,null,null,null,null,null,null,null,null,null,null,null,null,null,null,null,null,null,null,null,null,null,null,null,null,null,null,null,null,null,null,null,null,null,null,null,null,null,null,null,null,null,null,null,null,null,null,null,null,null,null,null,null,null,null,null,null,null,null,null,null,null,null,null,null,null,{"$f":"'Event Mean Concentrations'!M28","v":"Undeveloped - Ruderal/Upland Pine: TN=1.318 TP=0.347"}]
[null,null,null,null,null,null," NOTE FOR TREATMENT EFFICIENCY GRAPH:",null,null,null,null,null,null,null,null,null,null,null,null,null,null,null,null,"Catch 2",null,null,null,null,null,null,null,null,null,null,null,null,0.5,1,1.5,2,2.5,3,3.5,4,4.5,5,null,null,null,null,null,null,null,null,null,null,null,null,null,null,null,null,null,null,null,null,null,null,null,{"$f":"'Event Mean Concentrations'!M29","v":"Undeveloped - Scrubby Flatwoods: TN=1.023 TP=0.027 "}]
[null,null,null,null,null,null,null,null,null,null,null,null,null,null,null,null,null,null,null,null,null,null,null,"Belle Glade # 616",{"$f":"10.7*LN($G$11)+72.36","v":{"$error":"#NUM!"}},50,null,null,null,null,null,null,null,null,{"$f":"$D$6","v":0},null,{"$f":"VLOOKUP($AI$24,$AI$4:$AT$21,3,FALSE)","v":{"$error":"#N/A"}},{"$f":"VLOOKUP($AI$24,$AI$4:$AT$21,4,FALSE)","v":{"$error":"#N/A"}},{"$f":"VLOOKUP($AI$24,$AI$4:$AT$21,5,FALSE)","v":{"$error":"#N/A"}},{"$f":"VLOOKUP($AI$24,$AI$4:$AT$21,6,FALSE)","v":{"$error":"#N/A"}},{"$f":"VLOOKUP($AI$24,$AI$4:$AT$21,7,FALSE)","v":{"$error":"#N/A"}},{"$f":"VLOOKUP($AI$24,$AI$4:$AT$21,8,FALSE)","v":{"$error":"#N/A"}},{"$f":"VLOOKUP($AI$24,$AI$4:$AT$21,9,FALSE)","v":{"$error":"#N/A"}},{"$f":"VLOOKUP($AI$24,$AI$4:$AT$21,10,FALSE)","v":{"$error":"#N/A"}},{"$f":"VLOOKUP($AI$24,$AI$4:$AT$21,11,FALSE)","v":{"$error":"#N/A"}},{"$f":"VLOOKUP($AI$24,$AI$4:$AT$21,12,FALSE)","v":{"$error":"#N/A"}},null,null,null,null,null,null,null,null,null,null,null,null,null,null,null,null,null,null,null,null,null,null,null,{"$f":"'Event Mean Concentrations'!M30","v":"Undeveloped - Upland Hardwood: TN=0.891 TP=0.269"}]
[null,null,null,null,null,null,null,null,null,null,null,null,null,null,null,null,null,null,null,null,null,null,null,"Boca Raton # 845",{"$f":"10.62*LN($G$11)+61.75","v":{"$error":"#NUM!"}},42,null,null,null,null,null,null,null,null,null,null,null,null,null,null,null,null,null,null,null,null,null,null,null,null,null,null,null,null,null,null,null,null,null,null,null,null,null,null,null,null,null,null,null,{"$f":"'Event Mean Concentrations'!M31","v":"Undeveloped - Upland Mixed: TN=0.676 TP=2.291"}]
[null,null,null,null,null,null,null,null,null,null,null,null,null,null,null,null,null,null,null,null,null,null,null,"Brooksville # 1048",{"$f":"10.03*LN($G$11)+66.65","v":{"$error":"#NUM!"}},45,null,null,null,null,null,null,null,null,null,null,null,null,null,null,null,null,null,null,null,null,null,null,null,null,null,null,null,null,null,null,null,null,null,null,null,null,null,null,null,null,null,null,null,{"$f":"'Event Mean Concentrations'!M32","v":"Undeveloped - Wet Flatwoods: TN=1.175 TP=0.015"}]
[null,null,null,null,null,null,null,null,null,null,null,null,null,null,null,null,null,null,null,null,null,null,null,"Daytona # 2158",{"$f":"12.06*LN($G$11)+65.43","v":{"$error":"#NUM!"}},42,null,null,null,null,null,null,null,null,null,null,null,null,null,null,null,null,null,null,null,null,null,null,null,null,null,null,null,null,null,null,null,null,null,null,null,null,null,null,null,null,null,null,null,{"$f":"'Event Mean Concentrations'!M33","v":"Undeveloped - Wet Prairie: TN=0.776 TP=0.009"}]
[null,null,null,null,null,null,null,null,null,null,null,null,null,null,null,null,null,null,null,null,null,null,null,"Fort Meyers # 3186",{"$f":"9.94*LN($G$11)+65.13","v":{"$error":"#NUM!"}},44,null,null,null,null,null,null,null,null,null,null,null,null,null,null,null,null,null,null,null,null,null,null,null,null,null,null,null,null,null,null,null,null,null,null,null,null,null,null,null,null,null,null,null,{"$f":"'Event Mean Concentrations'!M34","v":"Undeveloped - Xeric Hammock: TN=1.318 TP=2.816"}]
[null,null,null,null,null,null,"Drainage Area Retention/Harvesting design curves show the relationship between the storage and the average runoff reduction or capture efficiency. Red triangle displayed on the chart represents system sized by the specified input.",null,null,null,null,null,null,null,null,null,null,null,null,null,null,null,null,"Gainesville # 3321",{"$f":"11.77*LN($G$11)+67.21","v":{"$error":"#NUM!"}},42,null,null,null,null,null,null,null,null,null,null,null,null,null,null,null,null,null,null,null,null,null,null,null,null,null,null,null,null,null,null,null,null,null,null,null,null,null,null,null,null,null,null,null,{"$f":"'Event Mean Concentrations'!M35","v":"Undeveloped - Xeric Scrub: TN=1.158 TP=0.096"}]
[null,null,null,null,null,null,null,null,null,null,null,null,null,null,null,null,null,null,null,null,null,null,null,"Homestead # 4091",{"$f":"9.345*LN($G$11)+64.37","v":{"$error":"#NUM!"}},44,null,null,null,null,null,null,null,null,null,null,null,null,null,null,null,null,null,null,null,null,null,null,null,null,null,null,null,null,null,null,null,null,null,null,null,null,null,null,null,null,null,null,null,{"$f":"'Event Mean Concentrations'!M36","v":"Apopka Open Space/Recreation/Fallow Crop: TN=1.100 TP=0.50"}]
[null,null,null,null,null,null,null,null,null,null,null,null,null,null,null,null,null,null,null,null,null,null,null,"Jacksonville # 4358",{"$f":"11.49*LN($G$11)+64.23","v":{"$error":"#NUM!"}},40]
[null,null,null,null,null,null,null,null,null,null,null,null,null,null,null,null,null,null,null,null,null,null,null,"Key West # 4570",{"$f":"11.31*LN($G$11)+72.27","v":{"$error":"#NUM!"}},51]
[null,null,null,null,null,null,null,null,null,null,null,null,null,null,null,null,null,null,null,null,null,null,null,"Lakeland # 4797",{"$f":"12.06*LN($G$11)+66.43","v":{"$error":"#NUM!"}},42]
[null,null,null,null,null,null,null,null,null,null,null,null,null,null,null,null,null,null,null,null,null,null,null,"Miami # 5663",{"$f":"10.06*LN($G$11)+62.13","v":{"$error":"#NUM!"}},42]
[null,null,null,null,null,null,null,null,null,null,null,null,null,null,null,null,null,null,null,null,null,null,null,"Niceville # 6240",{"$f":"10.99*LN($G$11)+56.16","v":{"$error":"#NUM!"}},33]
[null,null,null,null,null,null,null,null,null,null,null,null,null,null,null,null,null,null,null,null,null,null,null,"Orlando # 6628",{"$f":"12.32*LN($G$11)+68.17","v":{"$error":"#NUM!"}},43]
[null,null,null,null,null,null,null,null,null,null,null,null,null,null,null,null,null,null,null,null,null,null,null,"Panama City # 6842",{"$f":"11.44*LN($G$11)+57.77","v":{"$error":"#NUM!"}},33,"Percent Runoff Leaving",{"$f":"IF(G10=0, \"\", G13)","v":""}]
[null,null,null,null,null,null,null,null,null,null,null,null,null,null,null,null,null,null,null,null,null,null,null,"Tallahassee # 8758",{"$f":"10.49*LN($G$11)+58.08","v":{"$error":"#NUM!"}},35]
[null,null,null,null,null,null,null,null,null,null,null,null,null,null,null,null,null,null,null,null,null,null,null,"Tampa # 8788",{"$f":"11.31*LN($G$11)+68.52","v":{"$error":"#NUM!"}},44]
[null,null,null,null,null,null,null,null,null,null,null,null,null,null,null,null,null,null,null,null,null,null,null,"Venice # 9176",{"$f":"11.66*LN($G$11)+69.78","v":{"$error":"#NUM!"}},47]
[null,null,null,null,null,null,null,null,null,null,null,null,"Source of Graphic: Draft stormwater quality applicant's handbook, Design Requirements For Stormwater Quality Treatment Systems In Florida dated March 2010 by Florida Department of Environmental Protection, available at: http://www.dep.state.fl.us/water/wetlands/erp/rules/stormwater, March 2010 ",null,null,null,null,null,null,null,null,null,null,"West Palm Beach # 9525",{"$f":"10.2*LN($G$11)+61.95","v":{"$error":"#NUM!"}},42]
[]
[null,null,null,null,null,null,null,null,null,null,null,null,null,null,null,null,null,null,null,null,null,null,null,"Catch 3"]
[null,null,null,null,null,null,null,null,null,null,null,null,null,null,null,null,null,null,null,null,null,null,null,"Belle Glade # 616",{"$f":"10.7*LN($H$11)+72.36","v":{"$error":"#NUM!"}},50]
[null,null,null,null,null,null,null,null,null,null,null,null,null,null,null,null,null,null,null,null,null,null,null,"Boca Raton # 845",{"$f":"10.62*LN($H$11)+61.75","v":{"$error":"#NUM!"}},42]
[null,null,null,null,null,null,null,null,null,null,null,null,null,null,null,null,null,null,null,null,null,null,null,"Brooksville # 1048",{"$f":"10.03*LN($H$11)+66.65","v":{"$error":"#NUM!"}},45]
[null,null,null,null,null,null,null,null,null,null,null,null,null,null,null,null,null,null,null,null,null,null,null,"Daytona # 2158",{"$f":"12.06*LN($H$11)+65.43","v":{"$error":"#NUM!"}},42]
[null,null,null,null,null,null,null,null,null,null,null,null,null,null,null,null,null,null,null,null,null,null,null,"Fort Meyers # 3186",{"$f":"9.94*LN($H$11)+65.13","v":{"$error":"#NUM!"}},44]
[null,null,null,null,null,null,null,null,null,null,null,null,null,null,null,null,null,null,null,null,null,null,null,"Gainesville # 3321",{"$f":"11.77*LN($H$11)+67.21","v":{"$error":"#NUM!"}},42]
[null,null,null,null,null,null,null,null,null,null,null,null,null,null,null,null,null,null,null,null,null,null,null,"Homestead # 4091",{"$f":"9.345*LN($H$11)+64.37","v":{"$error":"#NUM!"}},44]
[null,null,null,null,null,null,null,null,null,null,null,null,null,null,null,null,null,null,null,null,null,null,null,"Jacksonville # 4358",{"$f":"11.49*LN($H$11)+64.23","v":{"$error":"#NUM!"}},40]
[null,null,null,null,null,null,null,null,null,null,null,null,null,null,null,null,null,null,null,null,null,null,null,"Key West # 4570",{"$f":"11.31*LN($H$11)+72.27","v":{"$error":"#NUM!"}},51]
[null,null,null,null,"Catchment 1","Catchment 2","Catchment 3","Catchment 4",null,null,null,null,null,null,null,null,null,null,null,null,null,null,null,"Lakeland # 4797",{"$f":"12.06*LN($H$11)+66.43","v":{"$error":"#NUM!"}},42]
[null,null,null,"N",{"$f":"G81","v":""},{"$f":"G86","v":""},{"$f":"G91","v":""},{"$f":"G96","v":""},null,null,null,null,null,null,null,null,null,null,null,null,null,null,null,"Miami # 5663",{"$f":"10.06*LN($H$11)+62.13","v":{"$error":"#NUM!"}},42]
[null,null,null,null,null,null,null,null,null,null,null,null,null,null,null,null,null,null,null,null,null,null,null,"Niceville # 6240",{"$f":"10.99*LN($H$11)+56.16","v":{"$error":"#NUM!"}},33,"Percent Runoff Leaving",{"$f":"IF(H10=0, \"\", H13)","v":""}]
[null,null,null,null,null,null,null,null,null,null,null,null,null,null,null,null,null,null,null,null,null,null,null,"Orlando # 6628",{"$f":"12.32*LN($H$11)+68.17","v":{"$error":"#NUM!"}},43]
[null,null,null,null,null,null,null,null,null,null,null,null,null,null,null,null,null,null,null,null,null,null,null,"Panama City # 6842",{"$f":"11.44*LN($H$11)+57.77","v":{"$error":"#NUM!"}},33]
[null,null,"N","N","N","N","Retention Amount:","Efficiency Provided:",null,null,null,null,null,null,null,null,null,null,null,null,null,null,null,"Tallahassee # 8758",{"$f":"10.49*LN($H$11)+58.08","v":{"$error":"#NUM!"}},35]
[null,null,0,0,0,0,0,null,0,null,null,null,null,null,null,null,null,null,null,null,null,null,null,"Tampa # 8788",{"$f":"11.31*LN($H$11)+68.52","v":{"$error":"#NUM!"}},44]
[null,null,{"$f":"IF(IF(I60>=$F$13,1,0)>0,C59+1,IF(I60>=$F$13,1,0))","v":{"$error":"#REF!"}},{"$f":"IF(IF(I60>=$G$13,1,0)>0,D59+1,IF(I60>=$G$13,1,0))","v":{"$error":"#REF!"}},{"$f":"IF(IF(I60>=$H$13,1,0)>0,E59+1,IF(I60>=$H$13,1,0))","v":{"$error":"#REF!"}},{"$f":"IF(IF(I60>=$I$13,1,0)>0,F59+1,IF(I60>=$I$13,1,0))","v":{"$error":"#REF!"}},0.25,null,{"$f":"'Rainwater Harvesting'!L55","v":{"$error":"#REF!"}},null,null,null,null,null,null,null,null,null,null,null,null,null,null,"Venice # 9176",{"$f":"11.66*LN($H$11)+69.78","v":{"$error":"#NUM!"}},47]
[null,null,{"$f":"IF(IF(I61>=$F$13,1,0)>0,C60+1,IF(I61>=$F$13,1,0))","v":{"$error":"#REF!"}},{"$f":"IF(IF(I61>=$G$13,1,0)>0,D60+1,IF(I61>=$G$13,1,0))","v":{"$error":"#REF!"}},{"$f":"IF(IF(I61>=$H$13,1,0)>0,E60+1,IF(I61>=$H$13,1,0))","v":{"$error":"#REF!"}},{"$f":"IF(IF(I61>=$I$13,1,0)>0,F60+1,IF(I61>=$I$13,1,0))","v":{"$error":"#REF!"}},0.5,null,{"$f":"'Rainwater Harvesting'!L56","v":{"$error":"#REF!"}},null,null,null,null,null,null,null,null,null,null,null,null,null,null,"West Palm Beach # 9525",{"$f":"10.2*LN($H$11)+61.95","v":{"$error":"#NUM!"}},42]
[null,null,{"$error":"#REF!"},{"$error":"#REF!"},{"$error":"#REF!"},{"$error":"#REF!"},0.75,null,{"$f":"'Rainwater Harvesting'!L57","v":{"$error":"#REF!"}}]
[null,null,{"$f":"IF(IF(I63>=$F$13,1,0)>0,C62+1,IF(I63>=$F$13,1,0))","v":{"$error":"#REF!"}},{"$error":"#REF!"},{"$error":"#REF!"},{"$error":"#REF!"},1,null,{"$f":"'Rainwater Harvesting'!L58","v":{"$error":"#REF!"}},null,null,null,null,null,null,null,null,null,null,null,null,null,null,"Catch 4"]
[null,null,{"$error":"#REF!"},{"$error":"#REF!"},{"$error":"#REF!"},{"$error":"#REF!"},1.25,null,{"$f":"'Rainwater Harvesting'!L59","v":{"$error":"#REF!"}},null,null,null,null,null,null,null,null,null,null,null,null,null,null,"Belle Glade # 616",{"$f":"10.7*LN($I$11)+72.36","v":{"$error":"#NUM!"}},50]
[null,null,{"$error":"#REF!"},{"$error":"#REF!"},{"$error":"#REF!"},{"$error":"#REF!"},1.5,null,{"$f":"'Rainwater Harvesting'!L60","v":{"$error":"#REF!"}},null,null,null,null,null,null,null,null,null,null,null,null,null,null,"Boca Raton # 845",{"$f":"10.62*LN($I$11)+61.75","v":{"$error":"#NUM!"}},42]
[null,null,{"$error":"#REF!"},{"$error":"#REF!"},{"$error":"#REF!"},{"$error":"#REF!"},1.75,null,{"$f":"'Rainwater Harvesting'!L61","v":{"$error":"#REF!"}},null,null,null,null,null,null,null,null,null,null,null,null,null,null,"Brooksville # 1048",{"$f":"10.03*LN($I$11)+66.65","v":{"$error":"#NUM!"}},45]
[null,null,{"$error":"#REF!"},{"$error":"#REF!"},{"$error":"#REF!"},{"$error":"#REF!"},2,null,{"$f":"'Rainwater Harvesting'!L62","v":{"$error":"#REF!"}},null,null,null,null,null,null,null,null,null,null,null,null,null,null,"Daytona # 2158",{"$f":"12.06*LN($I$11)+65.43","v":{"$error":"#NUM!"}},42]
[null,null,{"$error":"#REF!"},{"$error":"#REF!"},{"$error":"#REF!"},{"$error":"#REF!"},2.25,null,{"$f":"'Rainwater Harvesting'!L63","v":{"$error":"#REF!"}},null,null,null,null,null,null,null,null,null,null,null,null,null,null,"Fort Meyers # 3186",{"$f":"9.94*LN($I$11)+65.13","v":{"$error":"#NUM!"}},44]
[null,null,{"$error":"#REF!"},{"$error":"#REF!"},{"$error":"#REF!"},{"$error":"#REF!"},2.5,null,{"$f":"'Rainwater Harvesting'!L64","v":{"$error":"#REF!"}},null,null,null,null,null,null,null,null,null,null,null,null,null,null,"Gainesville # 3321",{"$f":"11.77*LN($I$11)+67.21","v":{"$error":"#NUM!"}},42]
[null,null,{"$error":"#REF!"},{"$error":"#REF!"},{"$error":"#REF!"},{"$error":"#REF!"},2.75,null,{"$f":"'Rainwater Harvesting'!L65","v":{"$error":"#REF!"}},null,null,null,null,null,null,null,null,null,null,null,null,null,null,"Homestead # 4091",{"$f":"9.345*LN($I$11)+64.37","v":{"$error":"#NUM!"}},44]
[null,null,{"$error":"#REF!"},{"$error":"#REF!"},{"$error":"#REF!"},{"$error":"#REF!"},3,null,{"$f":"'Rainwater Harvesting'!L66","v":{"$error":"#REF!"}},null,null,null,null,null,null,null,null,null,null,null,null,null,null,"Jacksonville # 4358",{"$f":"11.49*LN($I$11)+64.23","v":{"$error":"#NUM!"}},40]
[null,null,{"$error":"#REF!"},{"$error":"#REF!"},{"$error":"#REF!"},{"$error":"#REF!"},3.25,null,{"$f":"'Rainwater Harvesting'!L67","v":{"$error":"#REF!"}},null,null,null,null,null,null,null,null,null,null,null,null,null,null,"Key West # 4570",{"$f":"11.31*LN($I$11)+72.27","v":{"$error":"#NUM!"}},51]
[null,null,{"$error":"#REF!"},{"$error":"#REF!"},{"$error":"#REF!"},{"$error":"#REF!"},3.5,null,{"$f":"'Rainwater Harvesting'!L68","v":{"$error":"#REF!"}},null,null,null,null,null,null,null,null,null,null,null,null,null,null,"Lakeland # 4797",{"$f":"12.06*LN($I$11)+66.43","v":{"$error":"#NUM!"}},42]
[null,null,{"$error":"#REF!"},{"$error":"#REF!"},{"$error":"#REF!"},{"$error":"#REF!"},3.75,null,{"$f":"'Rainwater Harvesting'!L69","v":{"$error":"#REF!"}},null,null,null,null,null,null,null,null,null,null,null,null,null,null,"Miami # 5663",{"$f":"10.06*LN($I$11)+62.13","v":{"$error":"#NUM!"}},42]
[null,null,{"$error":"#REF!"},{"$error":"#REF!"},{"$error":"#REF!"},{"$error":"#REF!"},4,null,{"$f":"'Rainwater Harvesting'!L70","v":{"$error":"#REF!"}},null,null,null,null,null,null,null,null,null,null,null,null,null,null,"Niceville # 6240",{"$f":"10.99*LN($I$11)+56.16","v":{"$error":"#NUM!"}},33]
[null,null,null,null,null,null,null,null,null,null,null,null,null,null,null,null,null,null,null,null,null,null,null,"Orlando # 6628",{"$f":"12.32*LN($I$11)+68.17","v":{"$error":"#NUM!"}},43]
[null,null,null,null,null,"Interpolation for Retention Amount:",null,null,null,null,null,null,null,null,null,null,null,null,null,null,null,null,null,"Panama City # 6842",{"$f":"11.44*LN($I$11)+57.77","v":{"$error":"#NUM!"}},33,"Percent Runoff Leaving",{"$f":"IF(I10=0, \"\", I13)","v":""}]
[null,null,null,null,null,null,"Catch 1",null,null,null,null,null,null,null,null,null,null,null,null,null,null,null,null,"Tallahassee # 8758",{"$f":"10.49*LN($I$11)+58.08","v":{"$error":"#NUM!"}},35]
[null,null,null,null,null,null,{"$f":"VLOOKUP(0,C59:I75,5)","v":0},{"$f":"VLOOKUP(0,C59:I75,7)","v":0},null,null,null,null,null,null,null,null,null,null,null,null,null,null,null,"Tampa # 8788",{"$f":"11.31*LN($I$11)+68.52","v":{"$error":"#NUM!"}},44]
[null,null,null,null,null,null,{"$f":"VLOOKUP(1,C59:I75,5)","v":0},{"$f":"VLOOKUP(1,C59:I75,7)","v":0},null,null,null,null,null,null,null,null,null,null,null,null,null,null,null,"Venice # 9176",{"$f":"11.66*LN($I$11)+69.78","v":{"$error":"#NUM!"}},47]
[null,null,null,null,null,"N",{"$f":"IF($F$13=\"\",\"\",(IF($F$13>I75,G75,G79+(($F$13-H79)/(H80-H79)*(G80-G79)))))","v":""},null,null,null,null,null,null,null,null,null,null,null,null,null,null,null,null,"West Palm Beach # 9525",{"$f":"10.2*LN($I$11)+61.95","v":{"$error":"#NUM!"}},42]
[]
[null,null,null,null,null,null,"Catch 2"]
[null,null,null,null,null,null,{"$f":"VLOOKUP(0,D59:I75,4)","v":0},{"$f":"VLOOKUP(0,D59:I75,6)","v":0}]
[null,null,null,null,null,null,{"$f":"VLOOKUP(1,D59:I75,4)","v":0},{"$f":"VLOOKUP(1,D59:I75,6)","v":0}]
[null,null,null,null,null,"N",{"$f":"IF($G$13=\"\",\"\",(IF($G$13>I75,G75,G84+(($G$13-H84)/(H85-H84)*(G85-G84)))))","v":""}]
[]
[null,null,null,null,null,null,"Catch 3"]
[null,null,null,null,null,null,{"$f":"VLOOKUP(0,E59:I75,3)","v":0},{"$f":"VLOOKUP(0,E59:I75,5)","v":0}]
[null,null,null,null,null,null,{"$f":"VLOOKUP(1,E59:I75,3)","v":0},{"$f":"VLOOKUP(1,E59:I75,5)","v":0}]
[null,null,null,null,null,"N",{"$f":"IF($H$13=\"\",\"\",(IF($H$13>I75,G75,G89+(($H$13-H89)/(H90-H89)*(G90-G89)))))","v":""}]
[]
[null,null,null,null,null,null,"Catch 4"]
[null,null,null,null,null,null,{"$f":"VLOOKUP(0,F59:I75,2)","v":0},{"$f":"VLOOKUP(0,F59:I75,4)","v":0}]
[null,null,null,null,null,null,{"$f":"VLOOKUP(1,F59:I75,2)","v":0},{"$f":"VLOOKUP(1,F59:I75,4)","v":0}]
[null,null,null,null,null,"N",{"$f":"IF($I$13=\"\",\"\",(IF($I$13>I75,G75,G94+(($I$13-H94)/(H95-H94)*(G95-G94)))))","v":""}]

{"sheet":"Vegetated Natural Buffer","index":16,"n_rows":181,"n_cols":103,"rows_kept":181,"cut":false,"hidden":false,"merged":[[20,26,20,29],[21,53,21,57],[20,41,20,44],[30,31,30,38],[21,51,21,52],[21,49,21,50],[21,46,21,47],[43,10,44,21],[19,1,44,7],[19,8,22,9],[23,8,44,9],[5,10,8,21],[12,10,13,21],[14,10,18,21],[19,10,42,21],[17,1,17,3],[1,28,1,29],[1,10,1,14],[1,15,1,21],[3,1,4,4],[2,10,2,14],[2,15,2,21],[1,26,1,27],[3,5,4,9],[1,1,2,8],[1,9,2,9],[67,53,67,57],[76,31,76,38],[93,26,93,27],[93,28,93,29],[92,26,92,51],[67,46,67,47],[158,53,158,57],[167,31,167,38],[113,53,113,57],[122,31,122,38],[138,26,138,27],[138,28,138,29],[157,26,157,29],[157,41,157,44],[113,46,113,47],[113,49,113,50],[113,51,113,52],[46,26,46,47],[137,26,137,45],[158,46,158,47],[158,49,158,50],[158,51,158,52],[112,26,112,29],[112,41,112,44],[67,49,67,50],[67,51,67,52],[47,26,47,27],[47,28,47,29],[66,26,66,29],[66,41,66,44],[52,10,52,11],[71,8,71,11],[72,9,72,10],[77,9,77,10],[82,9,82,10],[87,9,87,10],[92,9,92,10],[97,9,97,10],[102,9,102,10],[107,9,107,10]]}
[]
[null,"VEGETATED NATURAL BUFFER (VNB): Used for Type A or A-3 soils > 1' deep",null,null,null,null,null,null,null,{"$f":"'General Site Information'!G2:G3","v":"V 7.6"},"Blue Numbers = ",null,null,null,null,"Input data",null,null,null,null,null,null,null,null,null,{"$f":"MAX(R11:R12)","v":0},"Retention Amount:",null,"Efficiency Provided:",null,null,"Buffer - 6%",null,null,null,null,null,null,null,null,null,"Retention Amount:",null,"Efficiency Provided:",null,null,null,null,null,null,null,null,null,"Retention Amount:",null,"Efficiency Provided:"]
[null,null,null,null,null,null,null,null,null,null,"Red Numbers =",null,null,null,null,"Calculated or Carryover",null,null,null,null,null,null,null,null,null,null,0,0,null,0,null,{"$f":"$F$10","v":0},"BW:","TN:","TP:",null,null,null,null,null,null,0,0,null,0,null,null,null,0,0,0,0,0,0,null,0]
[null,"VEGETATED NATURAL BUFFER SERVING :",null,null,null,{"$f":"IF('General Site Information'!J5=\"\",\"\",'General Site Information'!J5)","v":""},null,null,null,null,null,null,null,null,null,null,null,null,null,null,null,null,null,null,null,null,{"$f":"IF(IF($AD4>=$Z$2,1,0)>0,AA3+1,IF($AD4>=$Z$2,1,0))","v":{"$error":"#REF!"}},0.25,null,{"$f":"'Retention Basin'!AB4","v":{"$error":"#REF!"}},null,0,10,10,5,null,null,null,null,null,null,{"$f":"IF(IF(AQ4>$AR$30,1,0)>0,AP3+1,IF(AQ4>=$AR$30,1,0))","v":{"$error":"#DIV/0!"}},0.25,null,{"$f":"'Stormwater Treatment Analysis'!$AC$54","v":{"$error":"#REF!"}},null,null,null,{"$f":"IF(IF($BB4>BG24,1,0)>0,AW3+1,IF($BB4>=BG24,1,0))","v":1},{"$f":"IF(IF($BB4>BH24,1,0)>0,AX3+1,IF($BB4>=BH24,1,0))","v":1},{"$f":"IF(IF($BB4>BI24,1,0)>0,AY3+1,IF($BB4>=BI24,1,0))","v":1},{"$f":"IF(IF($BB4>BJ24,1,0)>0,AZ3+1,IF($BB4>=BJ24,1,0))","v":1},{"$f":"IF(IF($BB4>BK24,1,0)>0,BA3+1,IF($BB4>=BK24,1,0))","v":1},0.25,null,{"$f":"'Stormwater Treatment Analysis'!$AC$54","v":{"$error":"#REF!"}},null,null,{"$f":"VLOOKUP(0,BA3:BD19,2)","v":0},{"$f":"VLOOKUP(0,BA3:BD19,4)","v":0}]
[null,null,null,null,null,null,null,null,null,null,null,null,null,null,null,null,null,null,null,null,null,null,null,null,null,null,{"$f":"IF(IF($AD5>=$Z$2,1,0)>0,AA4+1,IF($AD5>=$Z$2,1,0))","v":{"$error":"#REF!"}},0.5,null,{"$f":"'Retention Basin'!AB5","v":{"$error":"#REF!"}},null,{"$f":"IF(IF(AG5>$AF$3,1,0)>0,AF4+1,IF(AG5>=$AF$3,1,0))","v":1},25,15,10,null,null,null,null,null,null,{"$f":"IF(IF(AQ5>$AR$30,1,0)>0,AP4+1,IF(AQ5>=$AR$30,1,0))","v":{"$error":"#DIV/0!"}},0.5,null,{"$f":"'Stormwater Treatment Analysis'!$AC$75","v":{"$error":"#REF!"}},null,null,null,{"$f":"IF(IF($BB5>BG25,1,0)>0,AW4+1,IF($BB5>=BG25,1,0))","v":2},{"$f":"IF(IF($BB5>BH25,1,0)>0,AX4+1,IF($BB5>=BH25,1,0))","v":2},2,2,2,0.5,null,{"$f":"'Stormwater Treatment Analysis'!$AC$75","v":{"$error":"#REF!"}},null,null,{"$f":"VLOOKUP(1,BA3:BD19,2)","v":0.25},{"$f":"VLOOKUP(1,BA3:BD19,4)","v":{"$error":"#REF!"}}]
[null,"Loadings from BMP area are contained by the BMP, thus no BMP area load.",null,null,null,"Catchment 1","Catchment 2","Catchment3","Catchment 4",null,"REQUIRED REMAINING TREATMENT EFFICIENCIES OF TREATMENT SYSTEM IN SERIES WITH VNB. USE FOR SIZING OF TREATMENT SYSTEM IN SERIES WITH VNB. ",null,null,null,null,null,null,null,null,null,null,null,null,null,null,null,{"$error":"#REF!"},0.75,null,{"$f":"'Retention Basin'!AB6","v":{"$error":"#REF!"}},null,{"$f":"IF(IF(AG6>$AF$3,1,0)>0,AF5+1,IF(AG6>=$AF$3,1,0))","v":2},50,25,15,null,null,null,null,null,null,{"$error":"#DIV/0!"},0.75,null,{"$f":"'Stormwater Treatment Analysis'!$AC$96","v":{"$error":"#REF!"}},null,null,null,{"$f":"IF(IF($BB6>BG26,1,0)>0,AW5+1,IF($BB6>=BG26,1,0))","v":3},{"$f":"IF(IF($BB6>BH26,1,0)>0,AX5+1,IF($BB6>=BH26,1,0))","v":3},{"$f":"IF(IF($BB6>BI26,1,0)>0,AY5+1,IF($BB6>=BI26,1,0))","v":3},{"$f":"IF(IF($BB6>BJ26,1,0)>0,AZ5+1,IF($BB6>=BJ26,1,0))","v":3},{"$f":"IF(IF($BB6>BK26,1,0)>0,BA5+1,IF($BB6>=BK26,1,0))","v":3},0.75,null,{"$f":"'Stormwater Treatment Analysis'!$AC$96","v":{"$error":"#REF!"}}]
[null,"Contributing catchment area:",null,null,null,{"$f":"'Watershed Characteristics'!$G$15-'Watershed Characteristics'!$G$20","v":0},{"$f":"'Watershed Characteristics'!$G$30-'Watershed Characteristics'!$G$35","v":0},{"$f":"'Watershed Characteristics'!$G$45-'Watershed Characteristics'!$G$50","v":0},{"$f":"'Watershed Characteristics'!$G$60-'Watershed Characteristics'!$G$65","v":0},"ac",null,null,null,null,null,null,null,null,null,null,null,null,null,null,null,null,{"$error":"#REF!"},1,null,{"$f":"'Retention Basin'!AB7","v":{"$error":"#REF!"}},null,{"$f":"IF(IF(AG7>$AF$3,1,0)>0,AF6+1,IF(AG7>=$AF$3,1,0))","v":3},100,45,25,null,null,null,null,null,null,{"$error":"#DIV/0!"},1,null,{"$f":"'Stormwater Treatment Analysis'!$AC$117","v":{"$error":"#REF!"}},null,null,null,4,4,4,4,4,1,null,{"$f":"'Stormwater Treatment Analysis'!$AC$117","v":{"$error":"#REF!"}},null,null,{"$f":"VLOOKUP(0,AZ3:BD19,3)","v":0},{"$f":"VLOOKUP(0,AZ3:BD19,5)","v":0}]
[null,"Required treatment efficiency (Nitrogen):",null,null,null,{"$f":"IFERROR('Watershed Characteristics'!$AE$46,\"\")","v":""},{"$f":"IFERROR('Watershed Characteristics'!$AE$47,\"\")","v":""},{"$f":"IFERROR('Watershed Characteristics'!$AE$48,\"\")","v":""},{"$f":"IFERROR('Watershed Characteristics'!$AE$49,\"\")","v":""},"%",null,null,null,null,null,null,null,null,null,null,null,null,null,null,null,null,{"$error":"#REF!"},1.25,null,{"$f":"'Retention Basin'!AB8","v":{"$error":"#REF!"}},null,{"$f":"IF(IF(AG8>$AF$3,1,0)>0,AF7+1,IF(AG8>=$AF$3,1,0))","v":4},350,60,65,null,null,null,null,null,null,{"$error":"#DIV/0!"},1.25,null,{"$f":"'Stormwater Treatment Analysis'!$AC$138","v":{"$error":"#REF!"}},null,null,null,5,5,5,5,5,1.25,null,{"$f":"'Stormwater Treatment Analysis'!$AC$138","v":{"$error":"#REF!"}},null,null,{"$f":"VLOOKUP(1,AZ3:BD19,3)","v":0.25},{"$f":"VLOOKUP(1,AZ3:BD19,5)","v":{"$error":"#REF!"}}]
[null,"Required treatment efficiency (Phosphorus):",null,null,null,{"$f":"IFERROR('Watershed Characteristics'!$AF$46,\"\")","v":""},{"$f":"IFERROR('Watershed Characteristics'!$AF$47,\"\")","v":""},{"$f":"IFERROR('Watershed Characteristics'!$AF$48,\"\")","v":""},{"$f":"IFERROR('Watershed Characteristics'!$AF$49,\"\")","v":""},"%",null,null,null,null,null,null,null,null,null,null,null,null,null,null,null,null,{"$error":"#REF!"},1.5,null,{"$f":"'Retention Basin'!AB9","v":{"$error":"#REF!"}},null,null,null,null,null,null,null,null,null,null,null,{"$error":"#DIV/0!"},1.5,null,{"$f":"'Stormwater Treatment Analysis'!$AC$159","v":{"$error":"#REF!"}},null,null,null,6,6,6,6,6,1.5,null,{"$f":"'Stormwater Treatment Analysis'!$AC$159","v":{"$error":"#REF!"}}]
[null,"Vegetated Natural Buffer width (10 to 350 feet):",null,null,null,null,null,null,null,"ft",null,null,null,null,null,null,null,"Catchment 1","Catchment 2","Catchment3","Catchment 4",null,null,null,null,null,{"$error":"#REF!"},1.75,null,{"$f":"'Retention Basin'!AB10","v":{"$error":"#REF!"}},null,0,{"$f":"VLOOKUP(0,$AF$4:$AI$8,2)","v":10},{"$f":"VLOOKUP($AF$10,$AF$4:$AI$8,3)","v":10},{"$f":"VLOOKUP($AF$10,$AF$4:$AI$8,4)","v":5},null,null,null,null,null,null,{"$error":"#DIV/0!"},1.75,null,{"$f":"'Stormwater Treatment Analysis'!$AC$180","v":{"$error":"#REF!"}},null,null,null,7,7,7,7,7,1.75,null,{"$f":"'Stormwater Treatment Analysis'!$AC$180","v":{"$error":"#REF!"}},null,null,{"$f":"VLOOKUP(0,AY3:BD19,4)","v":0},{"$f":"VLOOKUP(0,AY3:BD19,6)","v":0}]
[null,"Vegetated Natural Buffer length (length should be same as buffer):",null,null,null,null,null,null,null,"ft","Remaining treatment efficiency needed (Nitrogen):",null,null,null,null,null,null,{"$f":"IF(ISERROR(IF(((($F$8/100)-($F$16/100))/(1-($F$16/100))*100)<0,0,((($F$8/100)-($F$16/100))/(1-($F$16/100))*100)))=TRUE,\"\",(IF(((($F$8/100)-($F$16/100))/(1-($F$16/100))*100)<0,0,((($F$8/100)-($F$16/100))/(1-($F$16/100))*100))))","v":""},{"$f":"IF(ISERROR(IF(((($G$8/100)-($G$16/100))/(1-($G$16/100))*100)<0,0,((($G$8/100)-($G$16/100))/(1-($G$16/100))*100)))=TRUE,\"\",(IF(((($G$8/100)-($G$16/100))/(1-($G$16/100))*100)<0,0,((($G$8/100)-($G$16/100))/(1-($G$16/100))*100))))","v":""},{"$f":"IF(ISERROR(IF(((($H$8/100)-($H$16/100))/(1-($H$16/100))*100)<0,0,((($H$8/100)-($H$16/100))/(1-($H$16/100))*100)))=TRUE,\"\",(IF(((($H$8/100)-($H$16/100))/(1-($H$16/100))*100)<0,0,((($H$8/100)-($H$16/100))/(1-($H$16/100))*100))))","v":""},{"$f":"IF(ISERROR(IF(((($I$8/100)-($I$16/100))/(1-($I$16/100))*100)<0,0,((($I$8/100)-($I$16/100))/(1-($I$16/100))*100)))=TRUE,\"\",(IF(((($I$8/100)-($I$16/100))/(1-($I$16/100))*100)<0,0,((($I$8/100)-($I$16/100))/(1-($I$16/100))*100))))","v":""},"%",null,null,null,null,{"$error":"#REF!"},2,null,{"$f":"'Retention Basin'!AB11","v":{"$error":"#REF!"}},null,1,{"$f":"VLOOKUP($AF$11,$AF$4:$AI$8,2)","v":25},{"$f":"VLOOKUP($AF$11,$AF$4:$AI$8,3)","v":15},{"$f":"VLOOKUP($AF$11,$AF$4:$AI$8,4)","v":10},null,"6%:","R","F",null,null,{"$error":"#DIV/0!"},2,null,{"$f":"'Stormwater Treatment Analysis'!$AC$201","v":{"$error":"#REF!"}},null,null,null,8,8,8,8,8,2,null,{"$f":"'Stormwater Treatment Analysis'!$AC$201","v":{"$error":"#REF!"}},null,null,{"$f":"VLOOKUP(1,AY3:BD19,4)","v":0.25},{"$f":"VLOOKUP(1,AY3:BD19,6)","v":{"$error":"#REF!"}}]
[null,"Vegetated Natural Buffer storage depth not greater than 1 foot:",null,null,null,null,null,null,null,"ft","Remaining treatment efficiency needed (Phosphorus):",null,null,null,null,null,null,{"$f":"IF(ISERROR(IF(((($F$9/100)-($F$17/100))/(1-($F$17/100))*100)<0,0,((($F$9/100)-($F$17/100))/(1-($F$17/100))*100)))=TRUE,\"\",(IF(((($F$9/100)-($F$17/100))/(1-($F$17/100))*100)<0,0,((($F$9/100)-($F$17/100))/(1-($F$17/100))*100))))","v":""},{"$f":"IF(ISERROR(IF(((($G$9/100)-($G$17/100))/(1-($G$17/100))*100)<0,0,((($G$9/100)-($G$17/100))/(1-($G$17/100))*100)))=TRUE,\"\",(IF(((($G$9/100)-($G$17/100))/(1-($G$17/100))*100)<0,0,((($G$9/100)-($G$17/100))/(1-($G$17/100))*100))))","v":""},{"$f":"IF(ISERROR(IF(((($H$9/100)-($H$17/100))/(1-($H$17/100))*100)<0,0,((($H$9/100)-($H$17/100))/(1-($H$17/100))*100)))=TRUE,\"\",(IF(((($H$9/100)-($H$17/100))/(1-($H$17/100))*100)<0,0,((($H$9/100)-($H$17/100))/(1-($H$17/100))*100))))","v":""},{"$f":"IF(ISERROR(IF(((($I$9/100)-($I$17/100))/(1-($I$17/100))*100)<0,0,((($I$9/100)-($I$17/100))/(1-($I$17/100))*100)))=TRUE,\"\",(IF(((($I$9/100)-($I$17/100))/(1-($I$17/100))*100)<0,0,((($I$9/100)-($I$17/100))/(1-($I$17/100))*100))))","v":""},"%",null,null,null,null,{"$error":"#REF!"},2.25,null,{"$f":"'Retention Basin'!AB12","v":{"$error":"#REF!"}},null,null,null,null,null,null,"N:",{"$f":"IF(ISERROR(IF(AR30>AQ19,AS19,AR23+((AR30-AQ23)/(AQ24-AQ23)*(AR24-AR23))))=TRUE,0,(IF(AR30>AQ19,AS19,AR23+((AR30-AQ23)/(AQ24-AQ23)*(AR24-AR23)))))","v":0},{"$f":"AL12+((100-AL12)*(AH13/100))","v":0},null,null,{"$error":"#DIV/0!"},2.25,null,{"$f":"'Stormwater Treatment Analysis'!$AC$222","v":{"$error":"#REF!"}},null,null,null,9,9,9,9,9,2.25,null,{"$f":"'Stormwater Treatment Analysis'!$AC$222","v":{"$error":"#REF!"}}]
[null,"Width of the area feeding the buffer:",null,null,null,null,null,null,null,"ft",null,null,null,null,null,null,null,null,null,null,null,null,null,null,null,null,{"$error":"#REF!"},2.5,null,{"$f":"'Retention Basin'!AB13","v":{"$error":"#REF!"}},null,null,{"$f":"$AF$3","v":0},{"$f":"IF(AG13<10,0,(AH10+((AH11-AH10)/(AG11-AG10)*(AG13-AG10))))","v":0},{"$f":"IF(AG13<10,0,(AI10+((AI11-AI10)/(AG11-AG10)*(AG13-AG10))))","v":0},null,"P:",{"$f":"IF(ISERROR(IF($AR$30>$AQ$19,$AS$19,$AR$23+(($AR$30-$AQ$23)/($AQ$24-$AQ$23)*($AR$24-$AR$23))))=TRUE,0,(IF($AR$30>$AQ$19,$AS$19,$AR$23+(($AR$30-$AQ$23)/($AQ$24-$AQ$23)*($AR$24-$AR$23)))))","v":0},{"$f":"AL13+((100-AL13)*(AI13/100))","v":0},null,null,{"$error":"#DIV/0!"},2.5,null,{"$f":"'Stormwater Treatment Analysis'!$AC$243","v":{"$error":"#REF!"}},null,null,null,10,10,10,10,10,2.5,null,{"$f":"'Stormwater Treatment Analysis'!$AC$243","v":{"$error":"#REF!"}},null,null,{"$f":"VLOOKUP(0,AX3:BD19,5)","v":0},{"$f":"VLOOKUP(0,AX3:BD19,7)","v":0}]
[null,"Water storage capacity of the soil:",null,null,null,null,null,null,null,"in/in",null,null,null,null,null,null,null,null,null,null,null,null,null,null,null,null,{"$error":"#REF!"},2.75,null,{"$f":"'Retention Basin'!AB14","v":{"$error":"#REF!"}},null,null,null,null,null,null,null,null,null,null,null,{"$error":"#DIV/0!"},2.75,null,{"$f":"'Stormwater Treatment Analysis'!$AC$264","v":{"$error":"#REF!"}},null,null,null,11,11,11,11,11,2.75,null,{"$f":"'Stormwater Treatment Analysis'!$AC$264","v":{"$error":"#REF!"}},null,null,{"$f":"VLOOKUP(1,AX3:BD19,5)","v":0.25},{"$f":"VLOOKUP(1,AX3:BD19,7)","v":{"$error":"#REF!"}}]
[null,"What is the slope of Buffer Width with no collector trench or swale (2-6%)?",null,null,null,null,null,null,null,"%",null,null,null,null,null,null,null,null,null,null,null,null,null,null,null,null,{"$error":"#REF!"},3,null,{"$f":"'Retention Basin'!AB15","v":{"$error":"#REF!"}},null,"Buffer - 2%",null,null,null,null,null,null,null,null,null,{"$error":"#DIV/0!"},3,null,{"$f":"'Stormwater Treatment Analysis'!$AC$285","v":{"$error":"#REF!"}},null,null,null,12,12,12,12,12,3,null,{"$f":"'Stormwater Treatment Analysis'!$AC$285","v":{"$error":"#REF!"}}]
[null,"Provided treatment efficiency (Nitrogen):",null,null,null,{"$f":"IF(F10<10,0,AL36)","v":0},{"$f":"IF(G10<10,0,AL82)","v":0},{"$f":"IF(H10<10,0,AL128)","v":0},{"$f":"IF(I10<10,0,AL173)","v":0},"%",null,null,null,null,null,null,null,null,null,null,null,null,null,null,null,null,{"$error":"#REF!"},3.25,null,{"$f":"'Retention Basin'!AB16","v":{"$error":"#REF!"}},null,{"$f":"$F$10","v":0},"BW:","TN:","TP:",null,null,null,null,null,null,{"$error":"#DIV/0!"},3.25,null,{"$f":"'Stormwater Treatment Analysis'!$AC$306","v":{"$error":"#REF!"}},null,null,null,13,13,13,13,13,3.25,null,{"$f":"'Stormwater Treatment Analysis'!$AC$306","v":{"$error":"#REF!"}},null,null,{"$f":"VLOOKUP(0,AW3:BD19,6)","v":0},{"$f":"VLOOKUP(0,AW3:BD19,8)","v":0}]
[null,"Provided treatment efficiency (Phosphorus):",null,null,null,{"$f":"IF(F10<10,0,AM36)","v":0},{"$f":"IF(G10<10,0,AM82)","v":0},{"$f":"IF(H10<10,0,AM128)","v":0},{"$f":"IF(I10<10,0,AM173)","v":0},"%",null,null,null,null,null,null,null,null,null,null,null,null,null,null,null,null,{"$error":"#REF!"},3.5,null,{"$f":"'Retention Basin'!AB17","v":{"$error":"#REF!"}},null,0,10,50,25,null,null,null,null,null,null,{"$error":"#DIV/0!"},3.5,null,{"$f":"'Stormwater Treatment Analysis'!$AC$327","v":{"$error":"#REF!"}},null,null,null,14,14,14,14,14,3.5,null,{"$f":"'Stormwater Treatment Analysis'!$AC$327","v":{"$error":"#REF!"}},null,null,{"$f":"VLOOKUP(1,AW3:BD19,6)","v":0.25},{"$f":"VLOOKUP(1,AW3:BD19,8)","v":{"$error":"#REF!"}}]
[null,null,null,null,null,{"$f":"IF(F17=0,\"\",IF(SUM(IF(F16>=F8,1,0),IF(F17>=F9,1,0))>1.999,\"\",\"\"))","v":""},{"$f":"IF(G17=0,\"\",IF(SUM(IF(G16>=G8,1,0),IF(G17>=G9,1,0))>1.999,\"\",\"\"))","v":""},{"$f":"IF(H17=0,\"\",IF(SUM(IF(H16>=H8,1,0),IF(H17>=H9,1,0))>1.999,\"\",\"\"))","v":""},{"$f":"IF(I17=0,\"\",IF(SUM(IF(I16>=I8,1,0),IF(I17>=I9,1,0))>1.999,\"\",\"\"))","v":""},null,null,null,null,null,null,null,null,null,null,null,null,null,null,null,null,null,{"$error":"#REF!"},3.75,null,{"$f":"'Retention Basin'!AB18","v":{"$error":"#REF!"}},null,{"$f":"IF(IF(AG18>$AF$16,1,0)>0,AF17+1,IF(AG18>=$AF$16,1,0))","v":1},25,60,40,null,null,null,null,null,null,{"$error":"#DIV/0!"},3.75,null,{"$f":"'Stormwater Treatment Analysis'!$AC$348","v":{"$error":"#REF!"}},null,null,null,15,15,15,15,15,3.75,null,{"$f":"'Stormwater Treatment Analysis'!$AC$348","v":{"$error":"#REF!"}}]
[null,"Which efficiency graph do you want to view?",null,null,null,null,null,null,null,null,null,null,null,null,null,null,null,null,null,null,null,null,null,null,null,null,{"$error":"#REF!"},4,null,{"$f":"'Retention Basin'!AB19","v":{"$error":"#REF!"}},null,{"$f":"IF(IF(AG19>$AF$16,1,0)>0,AF18+1,IF(AG19>=$AF$16,1,0))","v":2},50,65,55,null,null,null,null,null,null,{"$error":"#DIV/0!"},4,null,{"$f":"'Stormwater Treatment Analysis'!$AC$369","v":{"$error":"#REF!"}},null,null,null,{"$f":"IF(IF($BB19>BG39,1,0)>0,AW18+1,IF($BB19>=BG39,1,0))","v":16},16,16,16,16,4,null,{"$f":"'Stormwater Treatment Analysis'!$AC$369","v":{"$error":"#REF!"}}]
[null,null,null,null,null,null,null,null," NOTE FOR TREATMENT EFFICIENCY GRAPH:",null,null,null,null,null,null,null,null,null,null,null,null,null,null,null,null,null,null,null,null,null,null,{"$f":"IF(IF(AG20>$AF$16,1,0)>0,AF19+1,IF(AG20>=$AF$16,1,0))","v":3},100,75,60]
[null,null,null,null,null,null,null,null,null,null,null,null,null,null,null,null,null,null,null,null,null,null,null,null,null,null,"Interpolation for Retention Amount:",null,null,null,null,{"$f":"IF(IF(AG21>$AF$16,1,0)>0,AF20+1,IF(AG21>=$AF$16,1,0))","v":4},350,90,65,null,null,null,null,null,null,"Interpolation for Retention Amount:"]
[null,null,null,null,null,null,null,null,null,null,null,null,null,null,null,null,null,null,null,null,null,null,null,null,null,null,null,null,null,null,null,null,null,null,null,null,null,null,null,null,null,null,null,null,null,"Slope",{"$f":"F15","v":0},null,"Buffer W:",6,null,2,null,"Ratio of Buffer width to Contributing Area width",null,null,null,null,"Retention",null,null,null,null,"Retention Efficiency",null,null,null,null,"Nitrogen Efficiency - Retention",null,null,null,null,"Phosphorus Efficiency - Retention",null,null,null,null,"Nitrogen Efficiency - Detention",null,null,null,null,"Phosphorus Efficiency - Detention",null,null,null,null,"Nitrogen Removal Efficiency of VNB",null,null,null,null,"Phosphorus Removal Efficiency of VNB",null,null,null,null,{"$f":"IF($F$19=\"Nitrogen\",CK22,CP22)","v":"Phosphorus Removal Efficiency of VNB"},null,null,null,{"$f":"IF($F$19=\"Nitrogen\",$F$16,$F$17)","v":0}]
[null,null,null,null,null,null,null,null,null,null,null,null,null,null,null,null,null,null,null,null,null,null,null,null,null,null,null,{"$f":"VLOOKUP(0,AA3:AD19,2)","v":0},{"$f":"VLOOKUP(0,AA3:AD19,4)","v":0},null,null,0,{"$f":"VLOOKUP($AF$23,$AF$17:$AI$21,2)","v":10},{"$f":"VLOOKUP($AF$23,$AF$17:$AI$21,3)","v":50},{"$f":"VLOOKUP($AF$23,$AF$17:$AI$21,4)","v":25},null,null,null,null,null,null,null,{"$f":"VLOOKUP(0,$AP$3:$AS$19,2)","v":0},{"$f":"VLOOKUP(0,$AP$3:$AS$19,4)","v":0},null,null,"N","P",null,"N","P",null,null,0.2,0.4,0.6,0.8,1,0.2,0.4,0.6,0.8,1,0.2,0.4,0.6,0.8,1,0.2,0.4,0.6,0.8,1,0.2,0.4,0.6,0.8,1,0.2,0.4,0.6,0.8,1,0.2,0.4,0.6,0.8,1,0.2,0.4,0.6,0.8,1,0.2,0.4,0.6,0.8,1]
[null,null,null,null,null,null,null,null,"The purpose of the treatment efficiency graphs is to help illustrate the treatment efficiency of the Vegetated Natural Buffer as the function of the Vegetated Natural Buffer width and contributing watershed width. The graph illustrates that there is a point of diminished return as the width of the Vegetated Natural Buffer is substantially increased. Therefore, to provide the most economical BMP treatment system, other alternatives such as \"treatment trains\" and compensatory treatment should be considered.",null,null,null,null,null,null,null,null,null,null,null,null,null,null,null,null,null,null,{"$f":"VLOOKUP(1,AA3:AD19,2)","v":0},{"$f":"VLOOKUP(1,AA3:AD19,4)","v":0},null,null,1,{"$f":"VLOOKUP($AF$24,$AF$17:$AI$21,2)","v":25},{"$f":"VLOOKUP($AF$24,$AF$17:$AI$21,3)","v":60},{"$f":"VLOOKUP($AF$24,$AF$17:$AI$21,4)","v":40},null,"2%:","R","F",null,null,null,{"$f":"VLOOKUP(1,$AP$3:$AS$19,2)","v":0},{"$f":"VLOOKUP(1,$AP$3:$AS$19,4)","v":0},null,null,{"$f":"IF($AU$22<2,0,(AZ24+((AX24-AZ24)/($AX$22-$AZ$22)*($AU$22-$AZ$22))))","v":0},{"$f":"IF($AU$22<2,0,(BA24+((AY24-BA24)/($AX$22-$AZ$22)*($AU$22-$AZ$22))))","v":0},10,10,5,50,25,{"$f":"$AW24/BB$23","v":50},{"$f":"$AW24/BC$23","v":25},16.666666666666668,12.5,10,{"$f":"(($AW24*$F$12*$F$14)/(BB24+$AW24))*12","v":0},{"$f":"(($AW24*$F$12*$F$14)/(BC24+$AW24))*12","v":0},{"$f":"(($AW24*$F$12*$F$14)/(BD24+$AW24))*12","v":0},{"$f":"(($AW24*$F$12*$F$14)/(BE24+$AW24))*12","v":0},{"$f":"(($AW24*$F$12*$F$14)/(BF24+$AW24))*12","v":0},{"$f":"IF(ISERROR(IF(BG24>BB19,BD19,BH16+((BG24-BG16)/(BG17-BG16)*(BH17-BH16))))=TRUE,0,(IF(BG24>BB19,BD19,BH16+((BG24-BG16)/(BG17-BG16)*(BH17-BH16)))))","v":0},{"$f":"IF(ISERROR(IF(BH24>BB19,BD19,BH13+((BH24-BG13)/(BG14-BG13)*(BH14-BH13))))=TRUE,0,(IF(BH24>BB19,BD19,BH13+((BH24-BG13)/(BG14-BG13)*(BH14-BH13)))))","v":0},{"$f":"IF(ISERROR(IF(BI24>BB19,BD19,BH10+((BI24-BG10)/(BG11-BG10)*(BH11-BH10))))=TRUE,0,(IF(BI24>BB19,BD19,BH10+((BI24-BG10)/(BG11-BG10)*(BH11-BH10)))))","v":0},{"$f":"IF(ISERROR(IF(BJ24>BB19,BD19,BH7+((BJ24-BG7)/(BG8-BG7)*(BH8-BH7))))=TRUE,0,(IF(BJ24>BB19,BD19,BH7+((BJ24-BG7)/(BG8-BG7)*(BH8-BH7)))))","v":0},{"$f":"IF(ISERROR(IF(BK24>BB19,BD19,BH4+((BK24-BG4)/(BG5-BG4)*(BH5-BH4))))=TRUE,0,(IF(BK24>BB19,BD19,BH4+((BK24-BG4)/(BG5-BG4)*(BH5-BH4)))))","v":0},{"$f":"BL24+((100-BL24)*($AU24/100))","v":0},{"$f":"BM24+((100-BM24)*($AU24/100))","v":0},{"$f":"BN24+((100-BN24)*($AU24/100))","v":0},{"$f":"BO24+((100-BO24)*($AU24/100))","v":0},{"$f":"BP24+((100-BP24)*($AU24/100))","v":0},{"$f":"BL24+((100-BL24)*($AV24/100))","v":0},{"$f":"BM24+((100-BM24)*($AV24/100))","v":0},{"$f":"BN24+((100-BN24)*($AV24/100))","v":0},{"$f":"BO24+((100-BO24)*($AV24/100))","v":0},{"$f":"BP24+((100-BP24)*($AV24/100))","v":0},{"$f":"(BL24*($AZ24/100)+((100-BL24)*($AX24/100)))","v":10},{"$f":"(BM24*($AZ24/100)+((100-BM24)*($AX24/100)))","v":10},10,10,10,{"$f":"(BL24*($BA24/100)+((100-BL24)*($AY24/100)))","v":5},{"$f":"(BM24*($BA24/100)+((100-BM24)*($AY24/100)))","v":5},{"$f":"(BN24*($BA24/100)+((100-BN24)*($AY24/100)))","v":5},{"$f":"(BO24*($BA24/100)+((100-BO24)*($AY24/100)))","v":5},{"$f":"(BP24*($BA24/100)+((100-BP24)*($AY24/100)))","v":5},{"$f":"BQ24","v":0},0,0,0,0,0,0,0,0,0,{"$f":"IF($F$10<10,0,IF($F$19=\"Nitrogen\",CK24,CP24))","v":0},{"$f":"IF($F$10<10,0,IF($F$19=\"Nitrogen\",CL24,CQ24))","v":0},{"$f":"IF($F$10<10,0,IF($F$19=\"Nitrogen\",CM24,CR24))","v":0},{"$f":"IF($F$10<10,0,IF($F$19=\"Nitrogen\",CN24,CS24))","v":0},{"$f":"IF($F$10<10,0,IF($F$19=\"Nitrogen\",CO24,CT24))","v":0}]
[null,null,null,null,null,null,null,null,null,null,null,null,null,null,null,null,null,null,null,null,null,null,null,null,null,null,null,null,null,null,null,null,null,null,null,null,"N:",{"$f":"IF(ISERROR(IF(AR30>AQ19,AS19,AR23+((AR30-AQ23)/(AQ24-AQ23)*(AR24-AR23))))=TRUE,0,(IF(AR30>AQ19,AS19,AR23+((AR30-AQ23)/(AQ24-AQ23)*(AR24-AR23)))))","v":0},{"$f":"(AL25*(AH26/100)+((100-AL25)*(AH13/100)))","v":0},null,null,null,null,null,null,null,{"$f":"IF($AU$22<2,0,(AZ25+((AX25-AZ25)/($AX$22-$AZ$22)*($AU$22-$AZ$22))))","v":0},{"$f":"IF($AU$22<2,0,(BA25+((AY25-BA25)/($AX$22-$AZ$22)*($AU$22-$AZ$22))))","v":0},13,11,6,{"$f":"AZ24+2","v":52},{"$f":"BA24+3","v":28},65,32.5,21.666666666666668,16.25,13,{"$f":"(($AW25*$F$12*$F$14)/(BB25+$AW25))*12","v":0},{"$f":"(($AW25*$F$12*$F$14)/(BC25+$AW25))*12","v":0},{"$f":"(($AW25*$F$12*$F$14)/(BD25+$AW25))*12","v":0},{"$f":"(($AW25*$F$12*$F$14)/(BE25+$AW25))*12","v":0},{"$f":"(($AW25*$F$12*$F$14)/(BF25+$AW25))*12","v":0},{"$f":"BL24","v":0},{"$f":"BM24","v":0},{"$f":"BN24","v":0},{"$f":"BO24","v":0},{"$f":"BP24","v":0},{"$f":"BL25+((100-BL25)*($AU25/100))","v":0},{"$f":"BM25+((100-BM25)*($AU25/100))","v":0},{"$f":"BN25+((100-BN25)*($AU25/100))","v":0},{"$f":"BO25+((100-BO25)*($AU25/100))","v":0},{"$f":"BP25+((100-BP25)*($AU25/100))","v":0},{"$f":"BL25+((100-BL25)*($AV25/100))","v":0},{"$f":"BM25+((100-BM25)*($AV25/100))","v":0},{"$f":"BN25+((100-BN25)*($AV25/100))","v":0},{"$f":"BO25+((100-BO25)*($AV25/100))","v":0},{"$f":"BP25+((100-BP25)*($AV25/100))","v":0},{"$f":"(BL25*($AZ25/100)+((100-BL25)*($AX25/100)))","v":11},11,11,11,11,{"$f":"(BL25*($BA25/100)+((100-BL25)*($AY25/100)))","v":6},{"$f":"(BM25*($BA25/100)+((100-BM25)*($AY25/100)))","v":6},{"$f":"(BN25*($BA25/100)+((100-BN25)*($AY25/100)))","v":6},{"$f":"(BO25*($BA25/100)+((100-BO25)*($AY25/100)))","v":6},{"$f":"(BP25*($BA25/100)+((100-BP25)*($AY25/100)))","v":6},{"$f":"BQ25","v":0},{"$f":"BR25","v":0},{"$f":"BS25","v":0},{"$f":"BT25","v":0},{"$f":"BU25","v":0},{"$f":"BV25","v":0},{"$f":"BW25","v":0},{"$f":"BX25","v":0},{"$f":"BY25","v":0},{"$f":"BZ25","v":0},{"$f":"IF($F$10<10,0,IF($F$19=\"Nitrogen\",CK25,CP25))","v":0},{"$f":"IF($F$10<10,0,IF($F$19=\"Nitrogen\",CL25,CQ25))","v":0},{"$f":"IF($F$10<10,0,IF($F$19=\"Nitrogen\",CM25,CR25))","v":0},{"$f":"IF($F$10<10,0,IF($F$19=\"Nitrogen\",CN25,CS25))","v":0},{"$f":"IF($F$10<10,0,IF($F$19=\"Nitrogen\",CO25,CT25))","v":0}]
[null,null,null,null,null,null,null,null,null,null,null,null,null,null,null,null,null,null,null,null,null,null,null,null,null,null,null,null,null,null,null,null,{"$f":"$AF$16","v":0},{"$f":"IF(AG26<10,0,(AH23+((AH24-AH23)/(AG24-AG23)*(AG26-AG23))))","v":0},{"$f":"IF(AG26<10,0,(AI23+((AI24-AI23)/(AG24-AG23)*(AG26-AG23))))","v":0},null,"P:",{"$f":"IF(ISERROR(IF(AR30>AQ19,AS19,AR23+((AR30-AQ23)/(AQ24-AQ23)*(AR24-AR23))))=TRUE,0,(IF(AR30>AQ19,AS19,AR23+((AR30-AQ23)/(AQ24-AQ23)*(AR24-AR23)))))","v":0},{"$f":"(AL26*(AI26/100))+((100-AL26)*(AI13/100))","v":0},null,null,0.16,null,"Area:",{"$f":"(($F$11)*($F$10+$F$13)/43560)","v":0},null,{"$f":"IF($AU$22<2,0,(AZ26+((AX26-AZ26)/($AX$22-$AZ$22)*($AU$22-$AZ$22))))","v":0},{"$f":"IF($AU$22<2,0,(BA26+((AY26-BA26)/($AX$22-$AZ$22)*($AU$22-$AZ$22))))","v":0},16,12,7,{"$f":"AZ25+2","v":54},{"$f":"BA25+3","v":31},80,40,26.666666666666668,20,16,0,0,0,0,0,{"$f":"BL25","v":0},{"$f":"BM25","v":0},{"$f":"BN25","v":0},{"$f":"BO25","v":0},{"$f":"BP25","v":0},0,0,0,0,0,0,0,0,0,0,12,12,12,12,12,7.0000000000000009,7.0000000000000009,7.0000000000000009,7.0000000000000009,7.0000000000000009,0,0,0,0,0,0,0,0,0,0,0,0,0,0,0]
[null,null,null,null,null,null,null,null,null,null,null,null,null,null,null,null,null,null,null,null,null,null,null,null,null,null,null,null,null,null,null,null,null,null,null,null,null,null,null,null,null,0.2,null,"Detention","Nitrogen",null,0,0,19,13,8,{"$f":"AZ26+2","v":56},{"$f":"BA26+3","v":34},95,47.5,31.666666666666668,23.75,19,0,0,0,0,0,0,0,0,0,0,0,0,0,0,0,0,0,0,0,0,13,13,13,13,13,8,8,8,8,8,0,0,0,0,0,0,0,0,0,0,0,0,0,0,0]
[null,null,null,null,null,null,null,null,null,null,null,null,null,null,null,null,null,null,null,null,null,null,null,null,null,null,null,null,null,null,null,"ERROR MESSAGE:",null,{"$f":"$F$7","v":0},{"$f":"AH28*0.99","v":0},{"$f":"AH28*1.01","v":0},{"$f":"((($F$11*($F$10+$F$13))/43560))","v":0},null,null,null,null,0.25,null,"Retention","Phosphorus",null,0,0,22,14,9,{"$f":"AZ27+2","v":58},{"$f":"BA27+3","v":37},110,55,36.666666666666671,27.5,22,0,0,0,0,0,0,0,0,0,0,0,0,0,0,0,0,0,0,0,0,14.000000000000002,14.000000000000002,14.000000000000002,14.000000000000002,14.000000000000002,9,9,9,9,9,0,0,0,0,0,0,0,0,0,0,0,0,0,0,0]
[null,null,null,null,null,null,null,null,null,null,null,null,null,null,null,null,null,null,null,null,null,null,null,null,null,null,null,null,null,null,null,null,null,null,null,null,null,null,null,null,null,{"$f":"($F$10*$F$12*$F$14)","v":0},"cf",null,null,null,0,0,25,15,10,60,40,125,62.5,41.666666666666671,31.25,25,0,0,0,0,0,0,0,0,0,0,0,0,0,0,0,0,0,0,0,0,15,15,15,15,15,10,10,10,10,10,0,0,0,0,0,0,0,0,0,0,0,0,0,0,0]
[null,null,null,null,null,null,null,null,null,null,null,null,null,null,null,null,null,null,null,null,null,null,null,null,null,null,null,null,null,null,null,{"$f":"IF(F10<10,\"THE VEGETATED NATURAL BUFFER WIDTH SHOULD BE MORE THAN 10 FEET\",0)","v":"THE VEGETATED NATURAL BUFFER WIDTH SHOULD BE MORE THAN 10 FEET"},null,null,null,null,null,null,null,null,null,{"$f":"($AP$29/($F$10+$F$13))*12","v":{"$error":"#DIV/0!"}},"in",{"$f":"AP30","v":{"$error":"#DIV/0!"}},"in",null,0,0,30,{"$f":"AX29+2","v":17},{"$f":"AY29+1","v":11},{"$f":"AZ29+1","v":61},{"$f":"BA29+3","v":43},150,75,50,37.5,30,0,0,0,0,0,0,0,0,0,0,0,0,0,0,0,0,0,0,0,0,17,17,17,17,17,11,11,11,11,11,0,0,0,0,0,0,0,0,0,0,0,0,0,0,0]
[null,null,null,null,null,null,null,null,null,null,null,null,null,null,null,null,null,null,null,null,null,null,null,null,null,null,null,null,null,null,null,{"$f":"IF(AND(AK28>AI28,AK28<AJ28)=TRUE,0,\"THE DIMENSIONS OF THE BUFFER AND AREA DRAINING TO THE BUFFER DO NOT MATCH THE AREA SPECIFIED IN THE PRE- AND POST-DEVELOPMENT WATERSHED CHARACTERISTICS TAB. PLEASE REVISE.\")","v":"THE DIMENSIONS OF THE BUFFER AND AREA DRAINING TO THE BUFFER DO NOT MATCH THE AREA SPECIFIED IN THE PRE- AND POST-DEVELOPMENT WATERSHED CHARACTERISTICS TAB. PLEASE REVISE."},null,null,null,null,null,null,null,null,null,null,null,null,null,null,0,0,35,{"$f":"AX30+2","v":19},{"$f":"AY30+1","v":12},62,{"$f":"BA30+3","v":46},175,87.5,58.333333333333336,43.75,35,0,0,0,0,0,0,0,0,0,0,0,0,0,0,0,0,0,0,0,0,19,19,19,19,19,12,12,12,12,12,0,0,0,0,0,0,0,0,0,0,0,0,0,0,0]
[null,null,null,null,null,null,null,null,null,null,null,null,null,null,null,null,null,null,null,null,null,null,null,null,null,null,null,null,null,null,null,null,null,null,"TN","TP",null,null,null,null,null,null,null,null,null,null,0,0,40,{"$f":"AX31+2","v":21},13,63,{"$f":"BA31+3","v":49},200,100,66.666666666666671,50,40,0,0,0,0,0,{"$f":"BL31","v":0},0,0,0,0,0,0,0,0,0,0,0,0,0,0,21,21,21,21,21,13,13,13,13,13,0,0,0,0,0,0,0,0,0,0,0,0,0,0,0]
[null,null,null,null,null,null,null,null,null,null,null,null,null,null,null,null,null,null,null,null,null,null,null,null,null,null,null,null,null,null,null,null,null,2,{"$f":"AH26","v":0},{"$f":"AI26","v":0},null,null,null,null,null,null,null,null,null,null,0,0,45,{"$f":"AX32+2","v":23},14,64,{"$f":"BA32+3","v":52},225,112.5,75,56.25,45,0,0,0,0,0,0,0,0,0,0,0,0,0,0,0,0,0,0,0,0,23,23,23,23,23,14.000000000000002,14.000000000000002,14.000000000000002,14.000000000000002,14.000000000000002,0,0,0,0,0,0,0,0,0,0,0,0,0,0,0]
[null,null,null,null,null,null,null,null,null,null,null,null,null,null,null,null,null,null,null,null,null,null,null,null,null,null,null,null,null,null,null,null,null,6,{"$f":"AH13","v":0},{"$f":"AI13","v":0},null,null,null,null,null,null,null,null,null,null,0,0,50,25,15,65,55,{"$f":"$AW34/BB$23","v":250},125,83.333333333333343,62.5,50,0,0,0,0,0,0,0,0,0,0,0,0,0,0,0,0,0,0,0,0,25,25,25,25,25,15,15,15,15,15,0,0,0,0,0,0,0,0,0,0,0,0,0,0,0]
[null,null,null,null,null,null,null,null,null,null,null,null,null,null,null,null,null,null,null,null,null,null,null,null,null,null,null,null,null,null,null,null,null,null,null,null,null,"N","P",null,null,null,null,null,null,null,0,0,60,{"$f":"AX34+4","v":29},{"$f":"AY34+2","v":17},{"$f":"AZ34+2","v":67},{"$f":"BA34+1","v":56},300,150,100,75,60,0,0,0,0,0,0,0,0,0,0,0,0,0,0,0,0,0,0,0,0,28.999999999999996,28.999999999999996,28.999999999999996,28.999999999999996,28.999999999999996,17,17,17,17,17,0,0,0,0,0,0,0,0,0,0,0,0,0,0,0]
[null,null,null,null,null,null,null,null,null,null,null,null,null,null,null,null,null,null,null,null,null,null,null,null,null,null,null,null,null,null,null,null,null,null,{"$f":"IF(F15<2,0,(AI33+((AI34-AI33)/(AH34-AH33)*(F15-AH33))))","v":0},{"$f":"IF(F15<2,0,(AJ33+((AJ34-AJ33)/(AH34-AH33)*(F15-AH33))))","v":0},null,{"$f":"AI38+(100-AI38)*(AI36/100)","v":0},{"$f":"AI38+(100-AI38)*(AJ36/100)","v":0},null,null,null,null,null,null,null,0,0,70,{"$f":"AX35+4","v":33},{"$f":"AY35+2","v":19},69,{"$f":"BA35+1","v":57},350,175,116.66666666666667,87.5,70,0,0,0,0,0,0,0,0,0,0,0,0,0,0,0,0,0,0,0,0,33,33,33,33,33,19,19,19,19,19,0,0,0,0,0,0,0,0,0,0,0,0,0,0,0]
[null,null,null,null,null,null,null,null,null,null,null,null,null,null,null,null,null,null,null,null,null,null,null,null,null,null,null,null,null,null,null,null,null,null,null,null,null,{"$f":"IF(F16=0,0,(1-AL36/100)*'Watershed Characteristics'!T19)","v":0},{"$f":"IF(F16=0,0,(1-AM36/100)*'Watershed Characteristics'!T20)","v":0},null,null,null,null,null,null,null,0,0,80,{"$f":"AX36+4","v":37},21,71,{"$f":"BA36+1","v":58},400,200,133.33333333333334,100,80,0,0,0,0,0,0,0,0,0,0,0,0,0,0,0,0,0,0,0,0,37,37,37,37,37,21,21,21,21,21,0,0,0,0,0,0,0,0,0,0,0,0,0,0,0]
[null,null,null,null,null,null,null,null,null,null,null,null,null,null,null,null,null,null,null,null,null,null,null,null,null,null,null,null,null,null,null,null,null,null,{"$f":"AL12","v":0},null,null,null,null,null,null,null,null,null,null,null,0,0,90,{"$f":"AX37+4","v":41},23,73,{"$f":"BA37+1","v":59},450,225,150,112.5,90,0,0,0,0,0,0,0,0,0,0,0,0,0,0,0,0,0,0,0,0,41,41,41,41,41,23,23,23,23,23,0,0,0,0,0,0,0,0,0,0,0,0,0,0,0]
[null,null,null,null,null,null,null,null,null,null,null,null,null,null,null,null,null,null,null,null,null,null,null,null,null,null,null,null,null,null,null,null,null,null,null,null,null,null,null,null,null,null,null,null,null,null,0,0,100,45,25,75,60,500,250,166.66666666666669,125,100,0,0,0,0,0,0,0,0,0,0,0,0,0,0,0,0,0,0,0,0,45,45,45,45,45,25,25,25,25,25,0,0,0,0,0,0,0,0,0,0,0,0,0,0,0]
[null,null,null,null,null,null,null,null,null,null,null,null,null,null,null,null,null,null,null,null,null,null,null,null,null,null,null,null,null,null,null,null,null,null,null,null,null,null,null,null,null,null,null,null,null,null,0,0,150,{"$f":"AX39+3","v":48},{"$f":"AY39+8","v":33},{"$f":"AZ39+3","v":78},{"$f":"BA39+1","v":61},750,375,250,187.5,150,0,0,0,0,0,0,0,0,0,0,0,0,0,0,0,0,0,0,0,0,48,{"$f":"(BM40*($AZ40/100)+((100-BM40)*($AX40/100)))","v":48},48,48,48,33,33,33,33,33,0,0,0,0,0,0,0,0,0,0,0,0,0,0,0]
[null,null,null,null,null,null,null,null,null,null,null,null,null,null,null,null,null,null,null,null,null,null,null,null,null,null,null,null,null,null,null,null,null,null,null,null,null,null,null,null,null,null,null,null,null,null,0,0,200,{"$f":"AX40+3","v":51},{"$f":"AY40+8","v":41},{"$f":"AZ40+3","v":81},{"$f":"BA40+1","v":62},1000,500,333.33333333333337,250,200,0,0,0,0,0,0,0,0,0,0,0,0,0,0,0,0,0,0,0,0,51,51,51,51,51,41,41,41,41,41,0,0,0,0,0,0,0,0,0,0,0,0,0,0,0]
[null,null,null,null,null,null,null,null,null,null,null,null,null,null,null,null,null,null,null,null,null,null,null,null,null,null,null,null,null,null,null,null,null,null,null,null,null,null,null,null,null,null,null,null,null,null,0,0,250,{"$f":"AX41+3","v":54},{"$f":"AY41+8","v":49},{"$f":"AZ41+3","v":84},{"$f":"BA41+1","v":63},1250,625,416.66666666666669,312.5,250,0,0,0,0,0,0,0,0,0,0,0,0,0,0,0,0,0,0,0,0,54,54,54,54,54,49,49,49,49,49,0,0,0,0,0,0,0,0,0,0,0,0,0,0,0]
[null,null,null,null,null,null,null,null,null,null,null,null,null,null,null,null,null,null,null,null,null,null,null,null,null,null,null,null,null,null,null,null,null,null,null,null,null,null,null,null,null,null,null,null,null,null,0,0,300,{"$f":"AX42+3","v":57},{"$f":"AY42+8","v":57},{"$f":"AZ42+3","v":87},{"$f":"BA42+1","v":64},1500,750,500,375,300,0,0,0,0,0,0,0,0,0,0,0,0,0,0,0,0,0,0,0,0,56.999999999999993,56.999999999999993,56.999999999999993,56.999999999999993,56.999999999999993,56.999999999999993,56.999999999999993,56.999999999999993,56.999999999999993,56.999999999999993,0,0,0,0,0,0,0,0,0,0,0,0,0,0,0]
[null,null,null,null,null,null,null,null,null,null,"Image Courtesy of  Watermark Engineering Group, Inc.",null,null,null,null,null,null,null,null,null,null,null,null,null,null,null,null,null,null,null,null,null,null,null,null,null,null,null,null,null,null,null,null,null,null,null,0,0,350,60,65,90,65,1750,875,583.33333333333337,437.5,350,0,0,0,0,0,0,0,0,0,0,0,0,0,0,0,0,0,0,0,0,60,60,60,60,60,65,65,65,65,65,0,0,0,0,0,0,0,0,0,0,0,0,0,0,0]
[]
[]
[null,null,null,null,null,null,null,null,null,null,null,null,null,null,null,null,null,null,null,null,null,null,null,null,null,null,"Catchment 2"]
[null,null,null,null,null,null,null,"Catchment 1","Catchment 2","Catchment 3","Catchment 4",null,null,null,null,null,null,null,null,null,null,null,null,null,null,{"$f":"MAX(R56:R57)","v":0},"Retention Amount:",null,"Efficiency Provided:",null,null,"Buffer - 6%",null,null,null,null,null,null,null,null,null,"Retention Amount:",null,"Efficiency Provided:",null,null,null,null,null,null,null,null,null,"Retention Amount:",null,"Efficiency Provided:"]
[null,null,null,null,null,null,"N",{"$f":"J76","v":""},{"$f":"J86","v":""},{"$f":"J96","v":""},{"$f":"J106","v":""},null,null,null,null,null,null,null,null,null,null,null,null,null,null,null,0,0,null,0,null,{"$f":"$G$10","v":0},"BW:","TN:","TP:",null,null,null,null,null,null,0,0,null,0,null,null,null,0,0,0,0,0,0,null,0]
[null,null,null,null,null,null,"P",{"$f":"J81","v":""},{"$f":"J91","v":""},{"$f":"J101","v":""},{"$f":"J111","v":""},null,null,null,null,null,null,null,null,null,null,null,null,null,null,null,{"$f":"IF(IF($AD50>=$Z$2,1,0)>0,AA49+1,IF($AD50>=$Z$2,1,0))","v":1},0.25,null,{"$f":"'Retention Basin'!AB50","v":0},null,0,10,10,5,null,null,null,null,null,null,{"$f":"IF(IF(AQ50>$AR$76,1,0)>0,AP49+1,IF(AQ50>=$AR$76,1,0))","v":{"$error":"#DIV/0!"}},0.25,null,{"$f":"'Stormwater Treatment Analysis'!$AC$54","v":{"$error":"#REF!"}},null,null,null,{"$f":"IF(IF($BB50>BG70,1,0)>0,AW49+1,IF($BB50>=BG70,1,0))","v":1},{"$f":"IF(IF($BB50>BH70,1,0)>0,AX49+1,IF($BB50>=BH70,1,0))","v":1},{"$f":"IF(IF($BB50>BI70,1,0)>0,AY49+1,IF($BB50>=BI70,1,0))","v":1},{"$f":"IF(IF($BB50>BJ70,1,0)>0,AZ49+1,IF($BB50>=BJ70,1,0))","v":1},{"$f":"IF(IF($BB50>BK70,1,0)>0,BA49+1,IF($BB50>=BK70,1,0))","v":1},0.25,null,{"$f":"'Stormwater Treatment Analysis'!$AC$54","v":{"$error":"#REF!"}},null,null,{"$f":"VLOOKUP(0,BA49:BD65,2)","v":0},{"$f":"VLOOKUP(0,BA49:BD65,4)","v":0}]
[null,null,null,null,null,null,null,null,null,null,null,null,null,null,null,null,null,null,null,null,null,null,null,null,null,null,{"$f":"IF(IF($AD51>=$Z$2,1,0)>0,AA50+1,IF($AD51>=$Z$2,1,0))","v":2},0.5,null,{"$f":"'Retention Basin'!AB51","v":0},null,{"$f":"IF(IF(AG51>$AF$49,1,0)>0,AF50+1,IF(AG51>=$AF$49,1,0))","v":1},25,15,10,null,null,null,null,null,null,{"$f":"IF(IF(AQ51>$AR$76,1,0)>0,AP50+1,IF(AQ51>=$AR$76,1,0))","v":{"$error":"#DIV/0!"}},0.5,null,{"$f":"'Stormwater Treatment Analysis'!$AC$75","v":{"$error":"#REF!"}},null,null,null,{"$f":"IF(IF($BB51>BG71,1,0)>0,AW50+1,IF($BB51>=BG71,1,0))","v":2},2,2,2,2,0.5,null,{"$f":"'Stormwater Treatment Analysis'!$AC$75","v":{"$error":"#REF!"}},null,null,{"$f":"VLOOKUP(1,BA49:BD65,2)","v":0.25},{"$f":"VLOOKUP(1,BA49:BD65,4)","v":{"$error":"#REF!"}}]
[null,null,null,null,null,null,null,null,null,null,null,null,null,null,null,null,null,null,null,null,null,null,null,null,null,null,3,0.75,null,{"$f":"'Retention Basin'!AB52","v":0},null,{"$f":"IF(IF(AG52>$AF$49,1,0)>0,AF51+1,IF(AG52>=$AF$49,1,0))","v":2},50,25,15,null,null,null,null,null,null,{"$error":"#DIV/0!"},0.75,null,{"$f":"'Stormwater Treatment Analysis'!$AC$96","v":{"$error":"#REF!"}},null,null,null,3,3,3,3,3,0.75,null,{"$f":"'Stormwater Treatment Analysis'!$AC$96","v":{"$error":"#REF!"}}]
[null,"N","P","N","P","N","P","N","P","Retention Amount:","Efficiency Provided:",null,null,null,null,null,null,null,null,null,null,null,null,null,null,null,4,1,null,{"$f":"'Retention Basin'!AB53","v":0},null,{"$f":"IF(IF(AG53>$AF$49,1,0)>0,AF52+1,IF(AG53>=$AF$49,1,0))","v":3},100,45,25,null,null,null,null,null,null,{"$error":"#DIV/0!"},1,null,{"$f":"'Stormwater Treatment Analysis'!$AC$117","v":{"$error":"#REF!"}},null,null,null,4,4,4,4,4,1,null,{"$f":"'Stormwater Treatment Analysis'!$AC$117","v":{"$error":"#REF!"}},null,null,{"$f":"VLOOKUP(0,AZ49:BD65,3)","v":0},{"$f":"VLOOKUP(0,AZ49:BD65,5)","v":0}]
[null,0,0,0,0,0,0,0,0,0,null,0,null,null,null,null,null,null,null,null,null,null,null,null,null,null,5,1.25,null,{"$f":"'Retention Basin'!AB54","v":0},null,{"$f":"IF(IF(AG54>$AF$49,1,0)>0,AF53+1,IF(AG54>=$AF$49,1,0))","v":4},350,60,65,null,null,null,null,null,null,{"$error":"#DIV/0!"},1.25,null,{"$f":"'Stormwater Treatment Analysis'!$AC$138","v":{"$error":"#REF!"}},null,null,null,5,5,5,5,5,1.25,null,{"$f":"'Stormwater Treatment Analysis'!$AC$138","v":{"$error":"#REF!"}},null,null,{"$f":"VLOOKUP(1,AZ49:BD65,3)","v":0.25},{"$f":"VLOOKUP(1,AZ49:BD65,5)","v":{"$error":"#REF!"}}]
[null,{"$f":"IF(IF(L55>=$F$16,1,0)>0,B54+1,IF(L55>=$F$16,1,0))","v":{"$error":"#REF!"}},{"$f":"IF(IF(L55>=$F$17,1,0)>0,C54+1,IF(L55>=$F$17,1,0))","v":{"$error":"#REF!"}},{"$f":"IF(IF(L55>=$G$16,1,0)>0,D54+1,IF(L55>=$G$16,1,0))","v":{"$error":"#REF!"}},{"$f":"IF(IF(L55>=$G$17,1,0)>0,E54+1,IF(L55>=$G$17,1,0))","v":{"$error":"#REF!"}},{"$f":"IF(IF(L55>=$H$16,1,0)>0,F54+1,IF(L55>=$H$16,1,0))","v":{"$error":"#REF!"}},{"$f":"IF(IF(L55>=$H$17,1,0)>0,G54+1,IF(L55>=$H$17,1,0))","v":{"$error":"#REF!"}},{"$f":"IF(IF(L55>=$I$16,1,0)>0,H54+1,IF(L55>=$I$16,1,0))","v":{"$error":"#REF!"}},{"$f":"IF(IF(L55>=$I$17,1,0)>0,I54+1,IF(L55>=$I$17,1,0))","v":{"$error":"#REF!"}},0.25,null,{"$f":"Greenroof!I59","v":{"$error":"#REF!"}},null,null,null,null,null,null,null,null,null,null,null,null,null,null,6,1.5,null,{"$f":"'Retention Basin'!AB55","v":0},null,null,null,null,null,null,null,null,null,null,null,{"$error":"#DIV/0!"},1.5,null,{"$f":"'Stormwater Treatment Analysis'!$AC$159","v":{"$error":"#REF!"}},null,null,null,6,6,6,6,6,1.5,null,{"$f":"'Stormwater Treatment Analysis'!$AC$159","v":{"$error":"#REF!"}}]
[null,{"$f":"IF(IF(L56>=$F$16,1,0)>0,B55+1,IF(L56>=$F$16,1,0))","v":{"$error":"#REF!"}},{"$f":"IF(IF(L56>=$F$17,1,0)>0,C55+1,IF(L56>=$F$17,1,0))","v":{"$error":"#REF!"}},{"$f":"IF(IF(L56>=$G$16,1,0)>0,D55+1,IF(L56>=$G$16,1,0))","v":{"$error":"#REF!"}},{"$f":"IF(IF(L56>=$G$17,1,0)>0,E55+1,IF(L56>=$G$17,1,0))","v":{"$error":"#REF!"}},{"$f":"IF(IF(L56>=$H$16,1,0)>0,F55+1,IF(L56>=$H$16,1,0))","v":{"$error":"#REF!"}},{"$f":"IF(IF(L56>=$H$17,1,0)>0,G55+1,IF(L56>=$H$17,1,0))","v":{"$error":"#REF!"}},{"$f":"IF(IF(L56>=$I$16,1,0)>0,H55+1,IF(L56>=$I$16,1,0))","v":{"$error":"#REF!"}},{"$f":"IF(IF(L56>=$I$17,1,0)>0,I55+1,IF(L56>=$I$17,1,0))","v":{"$error":"#REF!"}},0.5,null,{"$f":"Greenroof!I60","v":{"$error":"#REF!"}},null,null,null,null,null,null,null,null,null,null,null,null,null,null,7,1.75,null,{"$f":"'Retention Basin'!AB56","v":0},null,0,{"$f":"VLOOKUP(0,$AF$50:$AI$54,2)","v":10},{"$f":"VLOOKUP($AF$56,$AF$50:$AI$54,3)","v":10},{"$f":"VLOOKUP($AF$56,$AF$50:$AI$54,4)","v":5},null,null,null,null,null,null,{"$error":"#DIV/0!"},1.75,null,{"$f":"'Stormwater Treatment Analysis'!$AC$180","v":{"$error":"#REF!"}},null,null,null,7,7,7,7,7,1.75,null,{"$f":"'Stormwater Treatment Analysis'!$AC$180","v":{"$error":"#REF!"}},null,null,{"$f":"VLOOKUP(0,AY49:BD65,4)","v":0},{"$f":"VLOOKUP(0,AY49:BD65,6)","v":0}]
[null,{"$error":"#REF!"},{"$error":"#REF!"},{"$error":"#REF!"},{"$error":"#REF!"},{"$error":"#REF!"},{"$error":"#REF!"},{"$error":"#REF!"},{"$error":"#REF!"},0.75,null,{"$f":"Greenroof!I61","v":{"$error":"#REF!"}},null,null,null,null,null,null,null,null,null,null,null,null,null,null,8,2,null,{"$f":"'Retention Basin'!AB57","v":0},null,1,{"$f":"VLOOKUP($AF$57,AF50:AI54,2)","v":25},{"$f":"VLOOKUP($AF$57,$AF$50:$AI$54,3)","v":15},{"$f":"VLOOKUP($AF$57,$AF$50:$AI$54,4)","v":10},null,"6%:","R","F",null,null,{"$error":"#DIV/0!"},2,null,{"$f":"'Stormwater Treatment Analysis'!$AC$201","v":{"$error":"#REF!"}},null,null,null,8,8,8,8,8,2,null,{"$f":"'Stormwater Treatment Analysis'!$AC$201","v":{"$error":"#REF!"}},null,null,{"$f":"VLOOKUP(1,AY49:BD65,4)","v":0.25},{"$f":"VLOOKUP(1,AY49:BD65,6)","v":{"$error":"#REF!"}}]
[null,{"$error":"#REF!"},{"$error":"#REF!"},{"$error":"#REF!"},{"$error":"#REF!"},{"$error":"#REF!"},{"$error":"#REF!"},{"$error":"#REF!"},{"$error":"#REF!"},1,null,{"$f":"Greenroof!I62","v":{"$error":"#REF!"}},null,null,null,null,null,null,null,null,null,null,null,null,null,null,9,2.25,null,{"$f":"'Retention Basin'!AB58","v":0},null,null,null,null,null,null,"N:",{"$f":"IF(ISERROR(IF(AR76>AQ65,AS65,AR69+((AR76-AQ69)/(AQ70-AQ69)*(AR70-AR69))))=TRUE,0,(IF(AR76>AQ65,AS65,AR69+((AR76-AQ69)/(AQ70-AQ69)*(AR70-AR69)))))","v":0},{"$f":"AL58+((100-AL58)*(AH59/100))","v":0},null,null,{"$error":"#DIV/0!"},2.25,null,{"$f":"'Stormwater Treatment Analysis'!$AC$222","v":{"$error":"#REF!"}},null,null,null,9,9,9,9,9,2.25,null,{"$f":"'Stormwater Treatment Analysis'!$AC$222","v":{"$error":"#REF!"}}]
[null,{"$error":"#REF!"},{"$error":"#REF!"},{"$error":"#REF!"},{"$error":"#REF!"},{"$error":"#REF!"},{"$error":"#REF!"},{"$error":"#REF!"},{"$error":"#REF!"},1.25,null,{"$f":"Greenroof!I63","v":{"$error":"#REF!"}},null,null,null,null,null,null,null,null,null,null,null,null,null,null,10,2.5,null,{"$f":"'Retention Basin'!AB59","v":0},null,null,{"$f":"$AF$49","v":0},{"$f":"IF(AG59<10,0,(AH56+((AH57-AH56)/(AG57-AG56)*(AG59-AG56))))","v":0},{"$f":"IF(AG59<10,0,(AI56+((AI57-AI56)/(AG57-AG56)*(AG59-AG56))))","v":0},null,"P:",{"$f":"IF(ISERROR(IF(AR76>AQ65,AS65,AR69+((AR76-AQ69)/(AQ70-AQ69)*(AR70-AR69))))=TRUE,0,(IF(AR76>AQ65,AS65,AR69+((AR76-AQ69)/(AQ70-AQ69)*(AR70-AR69)))))","v":0},{"$f":"AL59+((100-AL59)*(AI59/100))","v":0},null,null,{"$error":"#DIV/0!"},2.5,null,{"$f":"'Stormwater Treatment Analysis'!$AC$243","v":{"$error":"#REF!"}},null,null,null,10,10,10,10,10,2.5,null,{"$f":"'Stormwater Treatment Analysis'!$AC$243","v":{"$error":"#REF!"}},null,null,{"$f":"VLOOKUP(0,AX49:BD65,5)","v":0},{"$f":"VLOOKUP(0,AX49:BD65,7)","v":0}]
[null,{"$error":"#REF!"},{"$error":"#REF!"},{"$error":"#REF!"},{"$error":"#REF!"},{"$error":"#REF!"},{"$error":"#REF!"},{"$error":"#REF!"},{"$error":"#REF!"},1.5,null,{"$f":"Greenroof!I64","v":{"$error":"#REF!"}},null,null,null,null,null,null,null,null,null,null,null,null,null,null,11,2.75,null,{"$f":"'Retention Basin'!AB60","v":0},null,null,null,null,null,null,null,null,null,null,null,{"$error":"#DIV/0!"},2.75,null,{"$f":"'Stormwater Treatment Analysis'!$AC$264","v":{"$error":"#REF!"}},null,null,null,11,11,11,11,11,2.75,null,{"$f":"'Stormwater Treatment Analysis'!$AC$264","v":{"$error":"#REF!"}},null,null,{"$f":"VLOOKUP(1,AX49:BD65,5)","v":0.25},{"$f":"VLOOKUP(1,AX49:BD65,7)","v":{"$error":"#REF!"}}]
[null,{"$error":"#REF!"},{"$error":"#REF!"},{"$error":"#REF!"},{"$error":"#REF!"},{"$error":"#REF!"},{"$error":"#REF!"},{"$error":"#REF!"},{"$error":"#REF!"},1.75,null,{"$f":"Greenroof!I65","v":{"$error":"#REF!"}},null,null,null,null,null,null,null,null,null,null,null,null,null,null,12,3,null,{"$f":"'Retention Basin'!AB61","v":0},null,"Buffer - 2%",null,null,null,null,null,null,null,null,null,{"$error":"#DIV/0!"},3,null,{"$f":"'Stormwater Treatment Analysis'!$AC$285","v":{"$error":"#REF!"}},null,null,null,12,12,12,12,12,3,null,{"$f":"'Stormwater Treatment Analysis'!$AC$285","v":{"$error":"#REF!"}}]
[null,{"$error":"#REF!"},{"$error":"#REF!"},{"$error":"#REF!"},{"$error":"#REF!"},{"$error":"#REF!"},{"$error":"#REF!"},{"$error":"#REF!"},{"$error":"#REF!"},2,null,{"$f":"Greenroof!I66","v":{"$error":"#REF!"}},null,null,null,null,null,null,null,null,null,null,null,null,null,null,13,3.25,null,{"$f":"'Retention Basin'!AB62","v":0},null,{"$f":"$G$10","v":0},"BW:","TN:","TP:",null,null,null,null,null,null,{"$error":"#DIV/0!"},3.25,null,{"$f":"'Stormwater Treatment Analysis'!$AC$306","v":{"$error":"#REF!"}},null,null,null,13,13,13,13,13,3.25,null,{"$f":"'Stormwater Treatment Analysis'!$AC$306","v":{"$error":"#REF!"}},null,null,{"$f":"VLOOKUP(0,AW49:BD65,6)","v":0},{"$f":"VLOOKUP(0,AW49:BD65,8)","v":0}]
[null,{"$error":"#REF!"},{"$error":"#REF!"},{"$error":"#REF!"},{"$error":"#REF!"},{"$error":"#REF!"},{"$error":"#REF!"},{"$error":"#REF!"},{"$error":"#REF!"},2.25,null,{"$f":"Greenroof!I67","v":{"$error":"#REF!"}},null,null,null,null,null,null,null,null,null,null,null,null,null,null,14,3.5,null,{"$f":"'Retention Basin'!AB63","v":0},null,0,10,50,25,null,null,null,null,null,null,{"$error":"#DIV/0!"},3.5,null,{"$f":"'Stormwater Treatment Analysis'!$AC$327","v":{"$error":"#REF!"}},null,null,null,14,14,14,14,14,3.5,null,{"$f":"'Stormwater Treatment Analysis'!$AC$327","v":{"$error":"#REF!"}},null,null,{"$f":"VLOOKUP(1,AW49:BD65,6)","v":0.25},{"$f":"VLOOKUP(1,AW49:BD65,8)","v":{"$error":"#REF!"}}]
[null,{"$error":"#REF!"},{"$error":"#REF!"},{"$error":"#REF!"},{"$error":"#REF!"},{"$error":"#REF!"},{"$error":"#REF!"},{"$error":"#REF!"},{"$error":"#REF!"},2.5,null,{"$f":"Greenroof!I68","v":{"$error":"#REF!"}},null,null,null,null,null,null,null,null,null,null,null,null,null,null,15,3.75,null,{"$f":"'Retention Basin'!AB64","v":0},null,{"$f":"IF(IF(AG64>$AF$62,1,0)>0,AF63+1,IF(AG64>=$AF$62,1,0))","v":1},25,60,40,null,null,null,null,null,null,{"$error":"#DIV/0!"},3.75,null,{"$f":"'Stormwater Treatment Analysis'!$AC$348","v":{"$error":"#REF!"}},null,null,null,15,15,15,15,15,3.75,null,{"$f":"'Stormwater Treatment Analysis'!$AC$348","v":{"$error":"#REF!"}}]
[null,{"$error":"#REF!"},{"$error":"#REF!"},{"$error":"#REF!"},{"$error":"#REF!"},{"$error":"#REF!"},{"$error":"#REF!"},{"$error":"#REF!"},{"$error":"#REF!"},2.75,null,{"$f":"Greenroof!I69","v":{"$error":"#REF!"}},null,null,null,null,null,null,null,null,null,null,null,null,null,null,16,4,null,{"$f":"'Retention Basin'!AB65","v":0},null,{"$f":"IF(IF(AG65>$AF$62,1,0)>0,AF64+1,IF(AG65>=$AF$62,1,0))","v":2},50,65,55,null,null,null,null,null,null,{"$error":"#DIV/0!"},4,null,{"$f":"'Stormwater Treatment Analysis'!$AC$369","v":{"$error":"#REF!"}},null,null,null,16,16,16,16,16,4,null,{"$f":"'Stormwater Treatment Analysis'!$AC$369","v":{"$error":"#REF!"}}]
[null,{"$error":"#REF!"},{"$error":"#REF!"},{"$error":"#REF!"},{"$error":"#REF!"},{"$error":"#REF!"},{"$error":"#REF!"},{"$error":"#REF!"},{"$error":"#REF!"},3,null,{"$f":"Greenroof!I70","v":{"$error":"#REF!"}},null,null,null,null,null,null,null,null,null,null,null,null,null,null,null,null,null,null,null,{"$f":"IF(IF(AG66>$AF$62,1,0)>0,AF65+1,IF(AG66>=$AF$62,1,0))","v":3},100,75,60]
[null,{"$error":"#REF!"},{"$error":"#REF!"},{"$error":"#REF!"},{"$error":"#REF!"},{"$error":"#REF!"},{"$error":"#REF!"},{"$error":"#REF!"},{"$error":"#REF!"},3.25,null,{"$f":"Greenroof!I71","v":{"$error":"#REF!"}},null,null,null,null,null,null,null,null,null,null,null,null,null,null,"Interpolation for Retention Amount:",null,null,null,null,{"$f":"IF(IF(AG67>$AF$62,1,0)>0,AF66+1,IF(AG67>=$AF$62,1,0))","v":4},350,90,65,null,null,null,null,null,null,"Interpolation for Retention Amount:"]
[null,{"$error":"#REF!"},{"$error":"#REF!"},{"$error":"#REF!"},{"$error":"#REF!"},{"$error":"#REF!"},{"$error":"#REF!"},{"$error":"#REF!"},{"$error":"#REF!"},3.5,null,{"$f":"Greenroof!I72","v":{"$error":"#REF!"}},null,null,null,null,null,null,null,null,null,null,null,null,null,null,null,null,null,null,null,null,null,null,null,null,null,null,null,null,null,null,null,null,null,"Slope",{"$f":"G15","v":0},null,"Buffer W:",6,null,2,null,"Ratio of Buffer width to Contributing Area width",null,null,null,null,"Retention",null,null,null,null,"Retention Efficiency",null,null,null,null,"Nitrogen Efficiency - Retention",null,null,null,null,"Phosphorus Efficiency - Retention",null,null,null,null,"Nitrogen Efficiency - Detention",null,null,null,null,"Phosphorus Efficiency - Detention",null,null,null,null,"Nitrogen Removal Efficiency of VNB",null,null,null,null,"Phosphorus Removal Efficiency of VNB",null,null,null,null,{"$f":"IF($G$19=\"Nitrogen\",CK68,CP68)","v":"Phosphorus Removal Efficiency of VNB"},null,null,null,{"$f":"IF($G$19=\"Nitrogen\",$G$16,$G$17)","v":0}]
[null,{"$error":"#REF!"},{"$error":"#REF!"},{"$error":"#REF!"},{"$error":"#REF!"},{"$error":"#REF!"},{"$error":"#REF!"},{"$error":"#REF!"},{"$error":"#REF!"},3.75,null,{"$f":"Greenroof!I73","v":{"$error":"#REF!"}},null,null,null,null,null,null,null,null,null,null,null,null,null,null,null,{"$f":"VLOOKUP(0,AA49:AD65,2)","v":0},{"$f":"VLOOKUP(0,AA49:AD65,4)","v":0},null,null,0,{"$f":"VLOOKUP($AF$69,$AF$63:$AI$67,2)","v":10},{"$f":"VLOOKUP($AF$69,$AF$63:$AI$67,3)","v":50},{"$f":"VLOOKUP($AF$69,$AF$63:$AI$67,4)","v":25},null,null,null,null,null,null,null,{"$f":"VLOOKUP(0,AP49:AS65,2)","v":0},{"$f":"VLOOKUP(0,AP49:AS65,4)","v":0},null,null,"N","P",null,"N","P",null,null,0.2,0.4,0.6,0.8,1,0.2,0.4,0.6,0.8,1,0.2,0.4,0.6,0.8,1,0.2,0.4,0.6,0.8,1,0.2,0.4,0.6,0.8,1,0.2,0.4,0.6,0.8,1,0.2,0.4,0.6,0.8,1,0.2,0.4,0.6,0.8,1,0.2,0.4,0.6,0.8,1]
[null,{"$error":"#REF!"},{"$error":"#REF!"},{"$error":"#REF!"},{"$error":"#REF!"},{"$error":"#REF!"},{"$error":"#REF!"},{"$error":"#REF!"},{"$error":"#REF!"},4,null,{"$f":"Greenroof!I74","v":{"$error":"#REF!"}},null,null,null,null,null,null,null,null,null,null,null,null,null,null,null,{"$f":"VLOOKUP(1,AA49:AD65,2)","v":0.25},{"$f":"VLOOKUP(1,AA49:AD65,4)","v":0},null,null,1,{"$f":"VLOOKUP($AF$70,$AF$63:$AI$67,2)","v":25},{"$f":"VLOOKUP($AF$70,$AF$63:$AI$67,3)","v":60},{"$f":"VLOOKUP($AF$70,AF63:AI67,4)","v":40},null,"2%:","R","F",null,null,null,{"$f":"VLOOKUP(1,AP49:AS65,2)","v":0},{"$f":"VLOOKUP(1,AP49:AS65,4)","v":0},null,null,{"$f":"IF($AU$68<2,0,(AZ70+((AX70-AZ70)/($AX$68-$AZ$68)*($AU$68-$AZ$68))))","v":0},{"$f":"IF($AU$68<2,0,(BA70+((AY70-BA70)/($AX$68-$AZ$68)*($AU$68-$AZ$68))))","v":0},10,10,5,50,25,{"$f":"$AW70/BB$69","v":50},{"$f":"$AW70/BC$69","v":25},{"$f":"$AW70/BD$69","v":16.666666666666668},12.5,10,{"$f":"(($AW70*$G$12*$G$14)/(BB70+$AW70))*12","v":0},{"$f":"(($AW70*$G$12*$G$14)/(BC70+$AW70))*12","v":0},{"$f":"(($AW70*$G$12*$G$14)/(BD70+$AW70))*12","v":0},{"$f":"(($AW70*$G$12*$G$14)/(BE70+$AW70))*12","v":0},{"$f":"(($AW70*$G$12*$G$14)/(BF70+$AW70))*12","v":0},{"$f":"IF(ISERROR(IF(BG70>BB65,BD65,BH62+((BG70-BG62)/(BG63-BG62)*(BH63-BH62))))=TRUE,0,(IF(BG70>BB65,BD65,BH62+((BG70-BG62)/(BG63-BG62)*(BH63-BH62)))))","v":0},{"$f":"IF(ISERROR(IF(BH70>BB65,BD65,BH59+((BH70-BG59)/(BG60-BG59)*(BH60-BH59))))=TRUE,0,(IF(BH70>BB65,BD65,BH59+((BH70-BG59)/(BG60-BG59)*(BH60-BH59)))))","v":0},{"$f":"IF(ISERROR(IF(BI70>BB65,BD65,BH56+((BI70-BG56)/(BG57-BG56)*(BH57-BH56))))=TRUE,0,(IF(BI70>BB65,BD65,BH56+((BI70-BG56)/(BG57-BG56)*(BH57-BH56)))))","v":0},{"$f":"IF(ISERROR(IF(BJ70>BB65,BD65,BH53+((BJ70-BG53)/(BG54-BG53)*(BH54-BH53))))=TRUE,0,(IF(BJ70>BB65,BD65,BH53+((BJ70-BG53)/(BG54-BG53)*(BH54-BH53)))))","v":0},{"$f":"IF(ISERROR(IF(BK70>BB65,BD65,BH50+((BK70-BG50)/(BG51-BG50)*(BH51-BH50))))=TRUE,0,(IF(BK70>BB65,BD65,BH50+((BK70-BG50)/(BG51-BG50)*(BH51-BH50)))))","v":0},{"$f":"BL70+((100-BL70)*($AU70/100))","v":0},{"$f":"BM70+((100-BM70)*($AU70/100))","v":0},{"$f":"BN70+((100-BN70)*($AU70/100))","v":0},{"$f":"BO70+((100-BO70)*($AU70/100))","v":0},{"$f":"BP70+((100-BP70)*($AU70/100))","v":0},{"$f":"BL70+((100-BL70)*($AV70/100))","v":0},{"$f":"BM70+((100-BM70)*($AV70/100))","v":0},{"$f":"BN70+((100-BN70)*($AV70/100))","v":0},{"$f":"BO70+((100-BO70)*($AV70/100))","v":0},{"$f":"BP70+((100-BP70)*($AV70/100))","v":0},{"$f":"(BL70*($AZ70/100)+((100-BL70)*($AX70/100)))","v":10},{"$f":"(BM70*($AZ70/100)+((100-BM70)*($AX70/100)))","v":10},{"$f":"(BN70*($AZ70/100)+((100-BN70)*($AX70/100)))","v":10},{"$f":"(BO70*($AZ70/100)+((100-BO70)*($AX70/100)))","v":10},{"$f":"(BP70*($AZ70/100)+((100-BP70)*($AX70/100)))","v":10},{"$f":"(BL70*($BA70/100)+((100-BL70)*($AY70/100)))","v":5},{"$f":"(BM70*($BA70/100)+((100-BM70)*($AY70/100)))","v":5},{"$f":"(BN70*($BA70/100)+((100-BN70)*($AY70/100)))","v":5},{"$f":"(BO70*($BA70/100)+((100-BO70)*($AY70/100)))","v":5},{"$f":"(BP70*($BA70/100)+((100-BP70)*($AY70/100)))","v":5},{"$f":"BQ70","v":0},{"$f":"BR70","v":0},{"$f":"BS70","v":0},{"$f":"BT70","v":0},{"$f":"BU70","v":0},{"$f":"BV70","v":0},{"$f":"BW70","v":0},{"$f":"BX70","v":0},{"$f":"BY70","v":0},{"$f":"BZ70","v":0},{"$f":"IF($G$10<10,0,IF($G$19=\"Nitrogen\",CK70,CP70))","v":0},{"$f":"IF($G$10<10,0,IF($G$19=\"Nitrogen\",CL70,CQ70))","v":0},{"$f":"IF($G$10<10,0,IF($G$19=\"Nitrogen\",CM70,CR70))","v":0},{"$f":"IF($G$10<10,0,IF($G$19=\"Nitrogen\",CN70,CS70))","v":0},{"$f":"IF($G$10<10,0,IF($G$19=\"Nitrogen\",CO70,CT70))","v":0}]
[null,null,null,null,null,null,null,null,null,null,null,null,null,null,null,null,null,null,null,null,null,null,null,null,null,null,null,null,null,null,null,null,null,null,null,null,"N:",{"$f":"IF(ISERROR(IF(AR76>AQ65,AS65,AR69+((AR76-AQ69)/(AQ70-AQ69)*(AR70-AR69))))=TRUE,0,(IF(AR76>AQ65,AS65,AR69+((AR76-AQ69)/(AQ70-AQ69)*(AR70-AR69)))))","v":0},{"$f":"(AL71*(AH72/100)+((100-AL71)*(AH59/100)))","v":0},null,null,null,null,null,null,null,{"$f":"IF($AU$68<2,0,(AZ71+((AX71-AZ71)/($AX$68-$AZ$68)*($AU$68-$AZ$68))))","v":0},{"$f":"IF($AU$68<2,0,(BA71+((AY71-BA71)/($AX$68-$AZ$68)*($AU$68-$AZ$68))))","v":0},13,11,6,{"$f":"AZ70+2","v":52},{"$f":"BA70+3","v":28},{"$f":"$AW71/BB$69","v":65},32.5,21.666666666666668,16.25,13,{"$f":"(($AW71*$G$12*$G$14)/(BB71+$AW71))*12","v":0},{"$f":"(($AW71*$G$12*$G$14)/(BC71+$AW71))*12","v":0},{"$f":"(($AW71*$G$12*$G$14)/(BD71+$AW71))*12","v":0},{"$f":"(($AW71*$G$12*$G$14)/(BE71+$AW71))*12","v":0},{"$f":"(($AW71*$G$12*$G$14)/(BF71+$AW71))*12","v":0},{"$f":"BL70","v":0},{"$f":"BM70","v":0},{"$f":"BN70","v":0},{"$f":"BO70","v":0},{"$f":"BP70","v":0},{"$f":"BL71+((100-BL71)*($AU71/100))","v":0},{"$f":"BM71+((100-BM71)*($AU71/100))","v":0},0,0,0,{"$f":"BL71+((100-BL71)*($AV71/100))","v":0},0,0,0,0,{"$f":"(BL71*($AZ71/100)+((100-BL71)*($AX71/100)))","v":11},11,11,11,11,{"$f":"(BL71*($BA71/100)+((100-BL71)*($AY71/100)))","v":6},6,6,6,6,{"$f":"BQ71","v":0},0,0,0,0,{"$f":"BV71","v":0},0,0,0,0,{"$f":"IF($G$10<10,0,IF($G$19=\"Nitrogen\",CK71,CP71))","v":0},{"$f":"IF($G$10<10,0,IF($G$19=\"Nitrogen\",CL71,CQ71))","v":0},{"$f":"IF($G$10<10,0,IF($G$19=\"Nitrogen\",CM71,CR71))","v":0},{"$f":"IF($G$10<10,0,IF($G$19=\"Nitrogen\",CN71,CS71))","v":0},{"$f":"IF($G$10<10,0,IF($G$19=\"Nitrogen\",CO71,CT71))","v":0}]
[null,null,null,null,null,null,null,null,"Interpolation for Retention Amount:",null,null,null,null,null,null,null,null,null,null,null,null,null,null,null,null,null,null,null,null,null,null,null,{"$f":"$AF$62","v":0},{"$f":"IF(AG72<10,0,(AH69+((AH70-AH69)/(AG70-AG69)*(AG72-AG69))))","v":0},{"$f":"IF(AG72<10,0,(AI69+((AI70-AI69)/(AG70-AG69)*(AG72-AG69))))","v":0},null,"P:",{"$f":"IF(ISERROR(IF(AR76>AQ65,AS65,AR69+((AR76-AQ69)/(AQ70-AQ69)*(AR70-AR69))))=TRUE,0,(IF(AR76>AQ65,AS65,AR69+((AR76-AQ69)/(AQ70-AQ69)*(AR70-AR69)))))","v":0},{"$f":"(AL72*(AI72/100))+((100-AL72)*(AI59/100))","v":0},null,null,0.16,null,"Area:",{"$f":"(($G$11)*($G$10+$G$13)/43560)","v":0},null,0,0,16,12,7,{"$f":"AZ71+2","v":54},{"$f":"BA71+3","v":31},80,40,26.666666666666668,20,16,0,0,0,0,0,{"$f":"BL71","v":0},0,0,0,0,0,0,0,0,0,0,0,0,0,0,12,12,12,12,12,7.0000000000000009,7.0000000000000009,7.0000000000000009,7.0000000000000009,7.0000000000000009,0,0,0,0,0,0,0,0,0,0,0,0,0,0,0]
[null,null,null,null,null,null,null,null,null,"Catch 1",null,null,null,null,null,null,null,null,null,null,null,null,null,null,null,null,null,null,null,null,null,null,null,null,null,null,null,null,null,null,null,0.2,null,"Detention","Nitrogen",null,0,0,19,13,8,{"$f":"AZ72+2","v":56},{"$f":"BA72+3","v":34},95,47.5,31.666666666666668,23.75,19,0,0,0,0,0,0,0,0,0,0,0,0,0,0,0,0,0,0,0,0,13,13,13,13,13,8,8,8,8,8,0,0,0,0,0,0,0,0,0,0,0,0,0,0,0]
[null,null,null,null,null,null,null,null,null,{"$f":"VLOOKUP(0,B54:L70,9)","v":0},{"$f":"VLOOKUP(0,B54:L70,11)","v":0},null,null,null,null,null,null,null,null,null,null,null,null,null,null,null,null,null,null,null,null,"ERROR MESSAGE:",null,{"$f":"$G$7","v":0},{"$f":"AH74*0.99","v":0},{"$f":"AH74*1.01","v":0},{"$f":"((($G$11*($G$10+$G$13))/43560))","v":0},null,null,null,null,0.25,null,"Retention","Phosphorus",null,0,0,22,14,9,{"$f":"AZ73+2","v":58},{"$f":"BA73+3","v":37},110,55,36.666666666666671,27.5,22,0,0,0,0,0,0,0,0,0,0,0,0,0,0,0,0,0,0,0,0,14.000000000000002,14.000000000000002,14.000000000000002,14.000000000000002,14.000000000000002,9,9,9,9,9,0,0,0,0,0,0,0,0,0,0,0,0,0,0,0]
[null,null,null,null,null,null,null,null,null,{"$f":"VLOOKUP(1,B54:L70,9)","v":0},{"$f":"VLOOKUP(1,B54:L70,11)","v":0},null,null,null,null,null,null,null,null,null,null,null,null,null,null,null,null,null,null,null,null,null,null,null,null,null,null,null,null,null,null,{"$f":"($G$10*$G$12*$G$14)","v":0},"cf",null,null,null,0,0,25,15,10,60,40,125,62.5,41.666666666666671,31.25,25,0,0,0,0,0,0,0,0,0,0,0,0,0,0,0,0,0,0,0,0,15,15,15,15,15,10,10,10,10,10,0,0,0,0,0,0,0,0,0,0,0,0,0,0,0]
[null,null,null,null,null,null,null,null,"N",{"$f":"IF($F$16=0,\"\",(IF($F$16>L70,J70,J74+(($F$16-K74)/(K75-K74)*(J75-J74)))))","v":""},null,null,null,null,null,null,null,null,null,null,null,null,null,null,null,null,null,null,null,null,null,{"$f":"IF(G10<10,\"THE VEGETATED NATURAL BUFFER WIDTH SHOULD BE MORE THAN 10 FEET\",0)","v":"THE VEGETATED NATURAL BUFFER WIDTH SHOULD BE MORE THAN 10 FEET"},null,null,null,null,null,null,null,null,null,{"$f":"(AP75/($G$10+$G$13))*12","v":{"$error":"#DIV/0!"}},"in",{"$f":"AP76","v":{"$error":"#DIV/0!"}},"in",null,0,0,30,{"$f":"AX75+2","v":17},{"$f":"AY75+1","v":11},61,{"$f":"BA75+3","v":43},150,75,50,37.5,30,0,0,0,0,0,0,0,0,0,0,0,0,0,0,0,0,0,0,0,0,17,17,17,17,17,11,11,11,11,11,0,0,0,0,0,0,0,0,0,0,0,0,0,0,0]
[null,null,null,null,null,null,null,null,null,null,null,null,null,null,null,null,null,null,null,null,null,null,null,null,null,null,null,null,null,null,null,{"$f":"IF(AND(AK74>AI74,AK74<AJ74)=TRUE,0,\"THE DIMENSIONS OF THE BUFFER AND AREA DRAINING TO THE BUFFER DO NOT MATCH THE AREA SPECIFIED IN THE PRE- AND POST-DEVELOPMENT WATERSHED CHARACTERISTICS TAB. PLEASE REVISE.\")","v":"THE DIMENSIONS OF THE BUFFER AND AREA DRAINING TO THE BUFFER DO NOT MATCH THE AREA SPECIFIED IN THE PRE- AND POST-DEVELOPMENT WATERSHED CHARACTERISTICS TAB. PLEASE REVISE."},null,null,null,null,null,null,null,null,null,null,null,null,null,null,0,0,35,{"$f":"AX76+2","v":19},12,62,{"$f":"BA76+3","v":46},175,87.5,58.333333333333336,43.75,35,0,0,0,0,0,0,0,0,0,0,0,0,0,0,0,0,0,0,0,0,19,19,19,19,19,12,12,12,12,12,0,0,0,0,0,0,0,0,0,0,0,0,0,0,0]
[null,null,null,null,null,null,null,null,null,"Catch 1",null,null,null,null,null,null,null,null,null,null,null,null,null,null,null,null,null,null,null,null,null,null,null,null,"TN","TP",null,null,null,null,null,null,null,null,null,null,0,0,40,{"$f":"AX77+2","v":21},13,63,{"$f":"BA77+3","v":49},200,100,66.666666666666671,50,40,0,0,0,0,0,{"$f":"BL77","v":0},0,0,0,0,0,0,0,0,0,0,0,0,0,0,21,21,21,21,21,13,13,13,13,13,0,0,0,0,0,0,0,0,0,0,0,0,0,0,0]
[null,null,null,null,null,null,null,null,null,{"$f":"VLOOKUP(0,C54:L70,8)","v":0},{"$f":"VLOOKUP(0,C54:L70,10)","v":0},null,null,null,null,null,null,null,null,null,null,null,null,null,null,null,null,null,null,null,null,null,null,2,{"$f":"AH72","v":0},{"$f":"AI72","v":0},null,null,null,null,null,null,null,null,null,null,0,0,45,{"$f":"AX78+2","v":23},14,64,{"$f":"BA78+3","v":52},225,112.5,75,56.25,45,0,0,0,0,0,0,0,0,0,0,0,0,0,0,0,0,0,0,0,0,23,23,23,23,23,14.000000000000002,14.000000000000002,14.000000000000002,14.000000000000002,14.000000000000002,0,0,0,0,0,0,0,0,0,0,0,0,0,0,0]
[null,null,null,null,null,null,null,null,null,{"$f":"VLOOKUP(1,C54:L70,8)","v":0},{"$f":"VLOOKUP(1,C54:L70,10)","v":0},null,null,null,null,null,null,null,null,null,null,null,null,null,null,null,null,null,null,null,null,null,null,6,{"$f":"AH59","v":0},{"$f":"AI59","v":0},null,null,null,null,null,null,null,null,null,null,0,0,50,25,15,65,55,250,125,83.333333333333343,62.5,50,0,0,0,0,0,0,0,0,0,0,0,0,0,0,0,0,0,0,0,0,25,25,25,25,25,15,15,15,15,15,0,0,0,0,0,0,0,0,0,0,0,0,0,0,0]
[null,null,null,null,null,null,null,null,"P",{"$f":"IF($F$17=0,\"\",(IF($F$17>L70,J70,J79+(($F$17-K79)/(K80-K79)*(J80-J79)))))","v":""},null,null,null,null,null,null,null,null,null,null,null,null,null,null,null,null,null,null,null,null,null,null,null,null,null,null,null,"N","P",null,null,null,null,null,null,null,0,0,60,{"$f":"AX80+4","v":29},{"$f":"AY80+2","v":17},67,{"$f":"BA80+1","v":56},300,150,100,75,60,0,0,0,0,0,0,0,0,0,0,0,0,0,0,0,0,0,0,0,0,28.999999999999996,28.999999999999996,28.999999999999996,28.999999999999996,28.999999999999996,17,17,17,17,17,0,0,0,0,0,0,0,0,0,0,0,0,0,0,0]
[null,null,null,null,null,null,null,null,null,null,null,null,null,null,null,null,null,null,null,null,null,null,null,null,null,null,null,null,null,null,null,null,null,null,{"$f":"IF(G15<2,0,(AI79+((AI80-AI79)/(AH80-AH79)*(G15-AH79))))","v":0},{"$f":"IF(G15<2,0,(AJ79+((AJ80-AJ79)/(AH80-AH79)*(G15-AH79))))","v":0},null,{"$f":"AI84+(100-AI84)*(AI82/100)","v":0},{"$f":"AI84+(100-AI84)*(AJ82/100)","v":0},null,null,null,null,null,null,null,0,0,70,{"$f":"AX81+4","v":33},19,69,{"$f":"BA81+1","v":57},350,175,116.66666666666667,87.5,70,0,0,0,0,0,0,0,0,0,0,0,0,0,0,0,0,0,0,0,0,33,33,33,33,33,19,19,19,19,19,0,0,0,0,0,0,0,0,0,0,0,0,0,0,0]
[null,null,null,null,null,null,null,null,null,"Catch 2",null,null,null,null,null,null,null,null,null,null,null,null,null,null,null,null,null,null,null,null,null,null,null,null,null,null,"Mass Leaving [kg/yr]",{"$f":"IF(G16=0,0,(1-AL82/100)*'Watershed Characteristics'!T34)","v":0},{"$f":"IF(G16=0,0,(1-AM82/100)*'Watershed Characteristics'!T35)","v":0},null,null,null,null,null,null,null,0,0,80,{"$f":"AX82+4","v":37},21,71,{"$f":"BA82+1","v":58},400,200,133.33333333333334,100,80,0,0,0,0,0,0,0,0,0,0,0,0,0,0,0,0,0,0,0,0,37,37,37,37,37,21,21,21,21,21,0,0,0,0,0,0,0,0,0,0,0,0,0,0,0]
[null,null,null,null,null,null,null,null,null,{"$f":"VLOOKUP(0,D54:L70,7)","v":0},{"$f":"VLOOKUP(0,D54:L70,9)","v":0},null,null,null,null,null,null,null,null,null,null,null,null,null,null,null,null,null,null,null,null,null,null,null,{"$f":"AL58","v":0},null,null,null,null,null,null,null,null,null,null,null,0,0,90,{"$f":"AX83+4","v":41},23,73,{"$f":"BA83+1","v":59},450,225,150,112.5,90,0,0,0,0,0,0,0,0,0,0,0,0,0,0,0,0,0,0,0,0,41,41,41,41,41,23,23,23,23,23,0,0,0,0,0,0,0,0,0,0,0,0,0,0,0]
[null,null,null,null,null,null,null,null,null,{"$f":"VLOOKUP(1,D54:L70,7)","v":0},{"$f":"VLOOKUP(1,D54:L70,9)","v":0},null,null,null,null,null,null,null,null,null,null,null,null,null,null,null,null,null,null,null,null,null,null,null,null,null,null,null,null,null,null,null,null,null,null,null,0,0,100,45,25,75,60,500,250,166.66666666666669,125,100,0,0,0,0,0,0,0,0,0,0,0,0,0,0,0,0,0,0,0,0,45,45,45,45,45,25,25,25,25,25,0,0,0,0,0,0,0,0,0,0,0,0,0,0,0]
[null,null,null,null,null,null,null,null,"N",{"$f":"IF($G$16=0,\"\",(IF($G$16>L70,J70,J84+(($G$16-K84)/(K85-K84)*(J85-J84)))))","v":""},null,null,null,null,null,null,null,null,null,null,null,null,null,null,null,null,null,null,null,null,null,null,null,null,null,null,null,null,null,null,null,null,null,null,null,null,0,0,150,{"$f":"AX85+3","v":48},{"$f":"AY85+8","v":33},{"$f":"AZ85+3","v":78},{"$f":"BA85+1","v":61},750,375,250,187.5,150,0,0,0,0,0,0,0,0,0,0,0,0,0,0,0,0,0,0,0,0,48,48,48,48,48,33,33,33,33,33,0,0,0,0,0,0,0,0,0,0,0,0,0,0,0]
[null,null,null,null,null,null,null,null,null,null,null,null,null,null,null,null,null,null,null,null,null,null,null,null,null,null,null,null,null,null,null,null,null,null,null,null,null,null,null,null,null,null,null,null,null,null,0,0,200,{"$f":"AX86+3","v":51},{"$f":"AY86+8","v":41},{"$f":"AZ86+3","v":81},{"$f":"BA86+1","v":62},1000,500,333.33333333333337,250,200,0,0,0,0,0,0,0,0,0,0,0,0,0,0,0,0,0,0,0,0,51,51,51,51,51,41,41,41,41,41,0,0,0,0,0,0,0,0,0,0,0,0,0,0,0]
[null,null,null,null,null,null,null,null,null,"Catch 2",null,null,null,null,null,null,null,null,null,null,null,null,null,null,null,null,null,null,null,null,null,null,null,null,null,null,null,null,null,null,null,null,null,null,null,null,0,0,250,{"$f":"AX87+3","v":54},{"$f":"AY87+8","v":49},{"$f":"AZ87+3","v":84},{"$f":"BA87+1","v":63},1250,625,416.66666666666669,312.5,250,0,0,0,0,0,{"$f":"BL87","v":0},0,0,0,0,0,0,0,0,0,0,0,0,0,0,54,54,54,54,54,49,49,49,49,49,0,0,0,0,0,0,0,0,0,0,0,0,0,0,0]
[null,null,null,null,null,null,null,null,null,{"$f":"VLOOKUP(0,E54:L70,6)","v":0},{"$f":"VLOOKUP(0,E54:L70,8)","v":0},null,null,null,null,null,null,null,null,null,null,null,null,null,null,null,null,null,null,null,null,null,null,null,null,null,null,null,null,null,null,null,null,null,null,null,0,0,300,{"$f":"AX88+3","v":57},{"$f":"AY88+8","v":57},{"$f":"AZ88+3","v":87},{"$f":"BA88+1","v":64},1500,750,500,375,300,0,0,0,0,0,0,0,0,0,0,0,0,0,0,0,0,0,0,0,0,56.999999999999993,56.999999999999993,56.999999999999993,56.999999999999993,56.999999999999993,56.999999999999993,56.999999999999993,56.999999999999993,56.999999999999993,56.999999999999993,0,0,0,0,0,0,0,0,0,0,0,0,0,0,0]
[null,null,null,null,null,null,null,null,null,{"$f":"VLOOKUP(1,E54:L70,6)","v":0},{"$f":"VLOOKUP(1,E54:L70,8)","v":0},null,null,null,null,null,null,null,null,null,null,null,null,null,null,null,null,null,null,null,null,null,null,null,null,null,null,null,null,null,null,null,null,null,null,null,0,0,350,60,65,90,65,1750,875,583.33333333333337,437.5,350,0,0,0,0,0,0,0,0,0,0,0,0,0,0,0,0,0,0,0,0,60,60,60,60,60,65,65,65,65,65,0,0,0,0,0,0,0,0,0,0,0,0,0,0,0]
[null,null,null,null,null,null,null,null,"P",{"$f":"IF($G$17=0,\"\",(IF($G$17>L70,J70,J89+(($G$17-K89)/(K90-K89)*(J90-J89)))))","v":""}]
[]
[null,null,null,null,null,null,null,null,null,"Catch 3",null,null,null,null,null,null,null,null,null,null,null,null,null,null,null,null,"Catchment 3"]
[null,null,null,null,null,null,null,null,null,{"$f":"VLOOKUP(0,F54:L70,5)","v":0},{"$f":"VLOOKUP(0,F54:L70,7)","v":0},null,null,null,null,null,null,null,null,null,null,null,null,null,null,{"$f":"MAX(R102:R103)","v":0},"Retention Amount:",null,"Efficiency Provided:",null,null,"Buffer - 6%",null,null,null,null,null,null,null,null,null,"Retention Amount:",null,"Efficiency Provided:",null,null,null,null,null,null,null,null,null,"Retention Amount:",null,"Efficiency Provided:"]
[null,null,null,null,null,null,null,null,null,{"$f":"VLOOKUP(1,F54:L70,5)","v":0},{"$f":"VLOOKUP(1,F54:L70,7)","v":0},null,null,null,null,null,null,null,null,null,null,null,null,null,null,null,0,0,null,0,null,{"$f":"$H$10","v":0},"BW:","TN:","TP:",null,null,null,null,null,null,0,0,null,0,null,null,null,0,0,0,0,0,0,null,0]
[null,null,null,null,null,null,null,null,"N",{"$f":"IF($H$16=0,\"\",(IF($H$16>L70,J70,J94+(($H$16-K94)/(K95-K94)*(J95-J94)))))","v":""},null,null,null,null,null,null,null,null,null,null,null,null,null,null,null,null,{"$f":"IF(IF($AD96>=$Z$2,1,0)>0,AA95+1,IF($AD96>=$Z$2,1,0))","v":1},0.25,null,{"$f":"'Retention Basin'!AB96","v":0},null,0,10,10,5,null,null,null,null,null,null,{"$f":"IF(IF(AQ96>$AR$122,1,0)>0,AP95+1,IF(AQ96>=$AR$122,1,0))","v":{"$error":"#DIV/0!"}},0.25,null,{"$f":"'Stormwater Treatment Analysis'!$AC$54","v":{"$error":"#REF!"}},null,null,null,{"$f":"IF(IF($BB96>BG116,1,0)>0,AW95+1,IF($BB96>=BG116,1,0))","v":1},{"$f":"IF(IF($BB96>BH116,1,0)>0,AX95+1,IF($BB96>=BH116,1,0))","v":1},{"$f":"IF(IF($BB96>BI116,1,0)>0,AY95+1,IF($BB96>=BI116,1,0))","v":1},{"$f":"IF(IF($BB96>BJ116,1,0)>0,AZ95+1,IF($BB96>=BJ116,1,0))","v":1},{"$f":"IF(IF($BB96>BK116,1,0)>0,BA95+1,IF($BB96>=BK116,1,0))","v":1},0.25,null,{"$f":"'Stormwater Treatment Analysis'!$AC$54","v":{"$error":"#REF!"}},null,null,{"$f":"VLOOKUP(0,BA95:BD111,2)","v":0},{"$f":"VLOOKUP(0,BA95:BD111,4)","v":0}]
[null,null,null,null,null,null,null,null,null,null,null,null,null,null,null,null,null,null,null,null,null,null,null,null,null,null,{"$f":"IF(IF($AD97>=$Z$2,1,0)>0,AA96+1,IF($AD97>=$Z$2,1,0))","v":2},0.5,null,{"$f":"'Retention Basin'!AB97","v":0},null,{"$f":"IF(IF(AG97>$AF$95,1,0)>0,AF96+1,IF(AG97>=$AF$95,1,0))","v":1},25,15,10,null,null,null,null,null,null,{"$f":"IF(IF(AQ97>$AR$122,1,0)>0,AP96+1,IF(AQ97>=$AR$122,1,0))","v":{"$error":"#DIV/0!"}},0.5,null,{"$f":"'Stormwater Treatment Analysis'!$AC$75","v":{"$error":"#REF!"}},null,null,null,{"$f":"IF(IF($BB97>BG117,1,0)>0,AW96+1,IF($BB97>=BG117,1,0))","v":2},2,2,2,2,0.5,null,{"$f":"'Stormwater Treatment Analysis'!$AC$75","v":{"$error":"#REF!"}},null,null,{"$f":"VLOOKUP(1,BA95:BD111,2)","v":0.25},{"$f":"VLOOKUP(1,BA95:BD111,4)","v":{"$error":"#REF!"}}]
[null,null,null,null,null,null,null,null,null,"Catch 3",null,null,null,null,null,null,null,null,null,null,null,null,null,null,null,null,3,0.75,null,{"$f":"'Retention Basin'!AB98","v":0},null,{"$f":"IF(IF(AG98>$AF$95,1,0)>0,AF97+1,IF(AG98>=$AF$95,1,0))","v":2},50,25,15,null,null,null,null,null,null,{"$error":"#DIV/0!"},0.75,null,{"$f":"'Stormwater Treatment Analysis'!$AC$96","v":{"$error":"#REF!"}},null,null,null,3,3,3,3,3,0.75,null,{"$f":"'Stormwater Treatment Analysis'!$AC$96","v":{"$error":"#REF!"}}]
[null,null,null,null,null,null,null,null,null,{"$f":"VLOOKUP(0,G54:L70,4)","v":0},{"$f":"VLOOKUP(0,G54:L70,6)","v":0},null,null,null,null,null,null,null,null,null,null,null,null,null,null,null,4,1,null,{"$f":"'Retention Basin'!AB99","v":0},null,{"$f":"IF(IF(AG99>$AF$95,1,0)>0,AF98+1,IF(AG99>=$AF$95,1,0))","v":3},100,45,25,null,null,null,null,null,null,{"$error":"#DIV/0!"},1,null,{"$f":"'Stormwater Treatment Analysis'!$AC$117","v":{"$error":"#REF!"}},null,null,null,4,4,4,4,4,1,null,{"$f":"'Stormwater Treatment Analysis'!$AC$117","v":{"$error":"#REF!"}},null,null,{"$f":"VLOOKUP(0,AZ95:BD111,3)","v":0},{"$f":"VLOOKUP(0,AZ95:BD111,5)","v":0}]
[null,null,null,null,null,null,null,null,null,{"$f":"VLOOKUP(1,G54:L70,4)","v":0},{"$f":"VLOOKUP(1,G54:L70,6)","v":0},null,null,null,null,null,null,null,null,null,null,null,null,null,null,null,5,1.25,null,{"$f":"'Retention Basin'!AB100","v":0},null,{"$f":"IF(IF(AG100>$AF$95,1,0)>0,AF99+1,IF(AG100>=$AF$95,1,0))","v":4},350,60,65,null,null,null,null,null,null,{"$error":"#DIV/0!"},1.25,null,{"$f":"'Stormwater Treatment Analysis'!$AC$138","v":{"$error":"#REF!"}},null,null,null,5,5,5,5,5,1.25,null,{"$f":"'Stormwater Treatment Analysis'!$AC$138","v":{"$error":"#REF!"}},null,null,{"$f":"VLOOKUP(1,AZ95:BD111,3)","v":0.25},{"$f":"VLOOKUP(1,AZ95:BD111,5)","v":{"$error":"#REF!"}}]
[null,null,null,null,null,null,null,null,"P",{"$f":"IF($H$17=0,\"\",(IF($H$17>L70,J70,J99+(($H$17-K99)/(K100-K99)*(J100-J99)))))","v":""},null,null,null,null,null,null,null,null,null,null,null,null,null,null,null,null,6,1.5,null,{"$f":"'Retention Basin'!AB101","v":0},null,null,null,null,null,null,null,null,null,null,null,{"$error":"#DIV/0!"},1.5,null,{"$f":"'Stormwater Treatment Analysis'!$AC$159","v":{"$error":"#REF!"}},null,null,null,6,6,6,6,6,1.5,null,{"$f":"'Stormwater Treatment Analysis'!$AC$159","v":{"$error":"#REF!"}}]
[null,null,null,null,null,null,null,null,null,null,null,null,null,null,null,null,null,null,null,null,null,null,null,null,null,null,7,1.75,null,{"$f":"'Retention Basin'!AB102","v":0},null,0,{"$f":"VLOOKUP(0,AF96:AI100,2)","v":10},{"$f":"VLOOKUP(AF102,AF96:AI100,3)","v":10},{"$f":"VLOOKUP(AF102,AF96:AI100,4)","v":5},null,null,null,null,null,null,{"$error":"#DIV/0!"},1.75,null,{"$f":"'Stormwater Treatment Analysis'!$AC$180","v":{"$error":"#REF!"}},null,null,null,7,7,7,7,7,1.75,null,{"$f":"'Stormwater Treatment Analysis'!$AC$180","v":{"$error":"#REF!"}},null,null,{"$f":"VLOOKUP(0,AY95:BD111,4)","v":0},{"$f":"VLOOKUP(0,AY95:BD111,6)","v":0}]
[null,null,null,null,null,null,null,null,null,"Catch 4",null,null,null,null,null,null,null,null,null,null,null,null,null,null,null,null,8,2,null,{"$f":"'Retention Basin'!AB103","v":0},null,1,{"$f":"VLOOKUP(AF103,AF96:AI100,2)","v":25},{"$f":"VLOOKUP(AF103,AF96:AI100,3)","v":15},{"$f":"VLOOKUP(AF103,AF96:AI100,4)","v":10},null,"6%:","R","F",null,null,{"$error":"#DIV/0!"},2,null,{"$f":"'Stormwater Treatment Analysis'!$AC$201","v":{"$error":"#REF!"}},null,null,null,8,8,8,8,8,2,null,{"$f":"'Stormwater Treatment Analysis'!$AC$201","v":{"$error":"#REF!"}},null,null,{"$f":"VLOOKUP(1,AY95:BD111,4)","v":0.25},{"$f":"VLOOKUP(1,AY95:BD111,6)","v":{"$error":"#REF!"}}]
[null,null,null,null,null,null,null,null,null,{"$f":"VLOOKUP(0,H54:L70,3)","v":0},{"$f":"VLOOKUP(0,H54:L70,5)","v":0},null,null,null,null,null,null,null,null,null,null,null,null,null,null,null,9,2.25,null,{"$f":"'Retention Basin'!AB104","v":0},null,null,null,null,null,null,"N:",{"$f":"IF(ISERROR(IF(AR122>AQ111,AS111,AR115+((AR122-AQ115)/(AQ116-AQ115)*(AR116-AR115))))=TRUE,0,(IF(AR122>AQ111,AS111,AR115+((AR122-AQ115)/(AQ116-AQ115)*(AR116-AR115)))))","v":0},{"$f":"AL104+((100-AL104)*(AH105/100))","v":0},null,null,{"$error":"#DIV/0!"},2.25,null,{"$f":"'Stormwater Treatment Analysis'!$AC$222","v":{"$error":"#REF!"}},null,null,null,9,9,9,9,9,2.25,null,{"$f":"'Stormwater Treatment Analysis'!$AC$222","v":{"$error":"#REF!"}}]
[null,null,null,null,null,null,null,null,null,{"$f":"VLOOKUP(1,H54:L70,3)","v":0},{"$f":"VLOOKUP(1,H54:L70,5)","v":0},null,null,null,null,null,null,null,null,null,null,null,null,null,null,null,10,2.5,null,{"$f":"'Retention Basin'!AB105","v":0},null,null,{"$f":"AF95","v":0},{"$f":"IF(AG105<10,0,(AH102+((AH103-AH102)/(AG103-AG102)*(AG105-AG102))))","v":0},{"$f":"IF(AG105<10,0,(AI102+((AI103-AI102)/(AG103-AG102)*(AG105-AG102))))","v":0},null,"P:",{"$f":"IF(ISERROR(IF(AR122>AQ111,AS111,AR115+((AR122-AQ115)/(AQ116-AQ115)*(AR116-AR115))))=TRUE,0,(IF(AR122>AQ111,AS111,AR115+((AR122-AQ115)/(AQ116-AQ115)*(AR116-AR115)))))","v":0},{"$f":"AL105+((100-AL105)*(AI105/100))","v":0},null,null,{"$error":"#DIV/0!"},2.5,null,{"$f":"'Stormwater Treatment Analysis'!$AC$243","v":{"$error":"#REF!"}},null,null,null,10,10,10,10,10,2.5,null,{"$f":"'Stormwater Treatment Analysis'!$AC$243","v":{"$error":"#REF!"}},null,null,{"$f":"VLOOKUP(0,AX95:BD111,5)","v":0},{"$f":"VLOOKUP(0,AX95:BD111,7)","v":0}]
[null,null,null,null,null,null,null,null,"N",{"$f":"IF($I$16=0,\"\",(IF($I$16>L70,J70,J104+(($I$16-K104)/(K105-K104)*(J105-J104)))))","v":""},null,null,null,null,null,null,null,null,null,null,null,null,null,null,null,null,11,2.75,null,{"$f":"'Retention Basin'!AB106","v":0},null,null,null,null,null,null,null,null,null,null,null,{"$error":"#DIV/0!"},2.75,null,{"$f":"'Stormwater Treatment Analysis'!$AC$264","v":{"$error":"#REF!"}},null,null,null,11,11,11,11,11,2.75,null,{"$f":"'Stormwater Treatment Analysis'!$AC$264","v":{"$error":"#REF!"}},null,null,{"$f":"VLOOKUP(1,AX95:BD111,5)","v":0.25},{"$f":"VLOOKUP(1,AX95:BD111,7)","v":{"$error":"#REF!"}}]
[null,null,null,null,null,null,null,null,null,null,null,null,null,null,null,null,null,null,null,null,null,null,null,null,null,null,12,3,null,{"$f":"'Retention Basin'!AB107","v":0},null,"Buffer - 2%",null,null,null,null,null,null,null,null,null,{"$error":"#DIV/0!"},3,null,{"$f":"'Stormwater Treatment Analysis'!$AC$285","v":{"$error":"#REF!"}},null,null,null,12,12,12,12,12,3,null,{"$f":"'Stormwater Treatment Analysis'!$AC$285","v":{"$error":"#REF!"}}]
[null,null,null,null,null,null,null,null,null,"Catch 4",null,null,null,null,null,null,null,null,null,null,null,null,null,null,null,null,13,3.25,null,{"$f":"'Retention Basin'!AB108","v":0},null,{"$f":"$H$10","v":0},"BW:","TN:","TP:",null,null,null,null,null,null,{"$error":"#DIV/0!"},3.25,null,{"$f":"'Stormwater Treatment Analysis'!$AC$306","v":{"$error":"#REF!"}},null,null,null,13,13,13,13,13,3.25,null,{"$f":"'Stormwater Treatment Analysis'!$AC$306","v":{"$error":"#REF!"}},null,null,{"$f":"VLOOKUP(0,AW95:BD111,6)","v":0},{"$f":"VLOOKUP(0,AW95:BD111,8)","v":0}]
[null,null,null,null,null,null,null,null,null,{"$f":"VLOOKUP(0,I54:L70,2)","v":0},{"$f":"VLOOKUP(0,I54:L70,4)","v":0},null,null,null,null,null,null,null,null,null,null,null,null,null,null,null,14,3.5,null,{"$f":"'Retention Basin'!AB109","v":0},null,0,10,50,25,null,null,null,null,null,null,{"$error":"#DIV/0!"},3.5,null,{"$f":"'Stormwater Treatment Analysis'!$AC$327","v":{"$error":"#REF!"}},null,null,null,14,14,14,14,14,3.5,null,{"$f":"'Stormwater Treatment Analysis'!$AC$327","v":{"$error":"#REF!"}},null,null,{"$f":"VLOOKUP(1,AW95:BD111,6)","v":0.25},{"$f":"VLOOKUP(1,AW95:BD111,8)","v":{"$error":"#REF!"}}]
[null,null,null,null,null,null,null,null,null,{"$f":"VLOOKUP(1,I54:L70,2)","v":0},{"$f":"VLOOKUP(1,I54:L70,4)","v":0},null,null,null,null,null,null,null,null,null,null,null,null,null,null,null,15,3.75,null,{"$f":"'Retention Basin'!AB110","v":0},null,{"$f":"IF(IF(AG110>$AF$108,1,0)>0,AF109+1,IF(AG110>=$AF$108,1,0))","v":1},25,60,40,null,null,null,null,null,null,{"$error":"#DIV/0!"},3.75,null,{"$f":"'Stormwater Treatment Analysis'!$AC$348","v":{"$error":"#REF!"}},null,null,null,15,15,15,15,15,3.75,null,{"$f":"'Stormwater Treatment Analysis'!$AC$348","v":{"$error":"#REF!"}}]
[null,null,null,null,null,null,null,null,"P",{"$f":"IF($I$17=0,\"\",(IF($I$17>L70,J70,J109+(($I$17-K109)/(K110-K109)*(J110-J109)))))","v":""},null,null,null,null,null,null,null,null,null,null,null,null,null,null,null,null,16,4,null,{"$f":"'Retention Basin'!AB111","v":0},null,{"$f":"IF(IF(AG111>$AF$108,1,0)>0,AF110+1,IF(AG111>=$AF$108,1,0))","v":2},50,65,55,null,null,null,null,null,null,{"$error":"#DIV/0!"},4,null,{"$f":"'Stormwater Treatment Analysis'!$AC$369","v":{"$error":"#REF!"}},null,null,null,16,16,16,16,16,4,null,{"$f":"'Stormwater Treatment Analysis'!$AC$369","v":{"$error":"#REF!"}}]
[null,null,null,null,null,null,null,null,null,null,null,null,null,null,null,null,null,null,null,null,null,null,null,null,null,null,null,null,null,null,null,{"$f":"IF(IF(AG112>$AF$108,1,0)>0,AF111+1,IF(AG112>=$AF$108,1,0))","v":3},100,75,60]
[null,null,null,null,null,null,null,null,null,null,null,null,null,null,null,null,null,null,null,null,null,null,null,null,null,null,"Interpolation for Retention Amount:",null,null,null,null,{"$f":"IF(IF(AG113>$AF$108,1,0)>0,AF112+1,IF(AG113>=$AF$108,1,0))","v":4},350,90,65,null,null,null,null,null,null,"Interpolation for Retention Amount:"]
[null,null,null,null,null,null,null,null,null,null,null,null,null,null,null,null,null,null,null,null,null,null,null,null,null,null,null,null,null,null,null,null,null,null,null,null,null,null,null,null,null,null,null,null,null,"Slope",{"$f":"H15","v":0},null,"Buffer W:",6,null,2,null,"Ratio of Buffer width to Contributing Area width",null,null,null,null,"Retention",null,null,null,null,"Retention Efficiency",null,null,null,null,"Nitrogen Efficiency - Retention",null,null,null,null,"Phosphorus Efficiency - Retention",null,null,null,null,"Nitrogen Efficiency - Detention",null,null,null,null,"Phosphorus Efficiency - Detention",null,null,null,null,"Nitrogen Removal Efficiency of VNB",null,null,null,null,"Phosphorus Removal Efficiency of VNB",null,null,null,null,{"$f":"IF($I$19=\"Nitrogen\",CK114,CP114)","v":"Phosphorus Removal Efficiency of VNB"},null,null,null,{"$f":"IF($H$19=\"Nitrogen\",H16,H17)","v":0}]
[null,null,null,null,null,null,null,null,null,null,null,null,null,null,null,null,null,null,null,null,null,null,null,null,null,null,null,{"$f":"VLOOKUP(0,AA95:AD111,2)","v":0},{"$f":"VLOOKUP(0,AA95:AD111,4)","v":0},null,null,0,{"$f":"VLOOKUP(AF115,AF109:AI113,2)","v":10},{"$f":"VLOOKUP(AF115,AF109:AI113,3)","v":50},{"$f":"VLOOKUP(AF115,AF109:AI113,4)","v":25},null,null,null,null,null,null,null,{"$f":"VLOOKUP(0,AP95:AS111,2)","v":0},{"$f":"VLOOKUP(0,AP95:AS111,4)","v":0},null,null,"N","P",null,"N","P",null,null,0.2,0.4,0.6,0.8,1,0.2,0.4,0.6,0.8,1,0.2,0.4,0.6,0.8,1,0.2,0.4,0.6,0.8,1,0.2,0.4,0.6,0.8,1,0.2,0.4,0.6,0.8,1,0.2,0.4,0.6,0.8,1,0.2,0.4,0.6,0.8,1,0.2,0.4,0.6,0.8,1]
[null,null,null,null,null,null,null,null,null,null,null,null,null,null,null,null,null,null,null,null,null,null,null,null,null,null,null,{"$f":"VLOOKUP(1,AA95:AD111,2)","v":0.25},{"$f":"VLOOKUP(1,AA95:AD111,4)","v":0},null,null,1,{"$f":"VLOOKUP(AF116,AF109:AI113,2)","v":25},{"$f":"VLOOKUP(AF116,AF109:AI113,3)","v":60},{"$f":"VLOOKUP(AF116,AF109:AI113,4)","v":40},null,"2%:","R","F",null,null,null,{"$f":"VLOOKUP(1,AP95:AS111,2)","v":0},{"$f":"VLOOKUP(1,AP95:AS111,4)","v":0},null,null,{"$f":"IF($AU$114<2,0,(AZ116+((AX116-AZ116)/($AX$114-$AZ$114)*($AU$114-$AZ$114))))","v":0},{"$f":"IF($AU$114<2,0,(BA116+((AY116-BA116)/($AX$114-$AZ$114)*($AU$114-$AZ$114))))","v":0},10,10,5,50,25,{"$f":"$AW116/BB$115","v":50},{"$f":"$AW116/BC$115","v":25},16.666666666666668,12.5,10,{"$f":"(($AW116*$H$12*$H$14)/(BB116+$AW116))*12","v":0},{"$f":"(($AW116*$H$12*$H$14)/(BC116+$AW116))*12","v":0},{"$f":"(($AW116*$H$12*$H$14)/(BD116+$AW116))*12","v":0},{"$f":"(($AW116*$H$12*$H$14)/(BE116+$AW116))*12","v":0},{"$f":"(($AW116*$H$12*$H$14)/(BF116+$AW116))*12","v":0},{"$f":"IF(ISERROR(IF(BG116>BB111,BD111,BH108+((BG116-BG108)/(BG109-BG108)*(BH109-BH108))))=TRUE,0,(IF(BG116>BB111,BD111,BH108+((BG116-BG108)/(BG109-BG108)*(BH109-BH108)))))","v":0},{"$f":"IF(ISERROR(IF(BH116>BB111,BD111,BH105+((BH116-BG105)/(BG106-BG105)*(BH106-BH105))))=TRUE,0,(IF(BH116>BB111,BD111,BH105+((BH116-BG105)/(BG106-BG105)*(BH106-BH105)))))","v":0},{"$f":"IF(ISERROR(IF(BI116>BB111,BD111,BH102+((BI116-BG102)/(BG103-BG102)*(BH103-BH102))))=TRUE,0,(IF(BI116>BB111,BD111,BH102+((BI116-BG102)/(BG103-BG102)*(BH103-BH102)))))","v":0},{"$f":"IF(ISERROR(IF(BJ116>BB111,BD111,BH99+((BJ116-BG99)/(BG100-BG99)*(BH100-BH99))))=TRUE,0,(IF(BJ116>BB111,BD111,BH99+((BJ116-BG99)/(BG100-BG99)*(BH100-BH99)))))","v":0},{"$f":"IF(ISERROR(IF(BK116>BB111,BD111,BH96+((BK116-BG96)/(BG97-BG96)*(BH97-BH96))))=TRUE,0,(IF(BK116>BB111,BD111,BH96+((BK116-BG96)/(BG97-BG96)*(BH97-BH96)))))","v":0},{"$f":"BL116+((100-BL116)*($AU116/100))","v":0},{"$f":"BM116+((100-BM116)*($AU116/100))","v":0},{"$f":"BN116+((100-BN116)*($AU116/100))","v":0},{"$f":"BO116+((100-BO116)*($AU116/100))","v":0},{"$f":"BP116+((100-BP116)*($AU116/100))","v":0},{"$f":"BL116+((100-BL116)*($AV116/100))","v":0},{"$f":"BM116+((100-BM116)*($AV116/100))","v":0},{"$f":"BN116+((100-BN116)*($AV116/100))","v":0},{"$f":"BO116+((100-BO116)*($AV116/100))","v":0},{"$f":"BP116+((100-BP116)*($AV116/100))","v":0},{"$f":"(BL116*($AZ116/100)+((100-BL116)*($AX116/100)))","v":10},{"$f":"(BM116*($AZ116/100)+((100-BM116)*($AX116/100)))","v":10},{"$f":"(BN116*($AZ116/100)+((100-BN116)*($AX116/100)))","v":10},{"$f":"(BO116*($AZ116/100)+((100-BO116)*($AX116/100)))","v":10},{"$f":"(BP116*($AZ116/100)+((100-BP116)*($AX116/100)))","v":10},{"$f":"(BL116*($BA116/100)+((100-BL116)*($AY116/100)))","v":5},{"$f":"(BM116*($BA116/100)+((100-BM116)*($AY116/100)))","v":5},{"$f":"(BN116*($BA116/100)+((100-BN116)*($AY116/100)))","v":5},{"$f":"(BO116*($BA116/100)+((100-BO116)*($AY116/100)))","v":5},{"$f":"(BP116*($BA116/100)+((100-BP116)*($AY116/100)))","v":5},{"$f":"BQ116","v":0},{"$f":"BR116","v":0},{"$f":"BS116","v":0},{"$f":"BT116","v":0},{"$f":"BU116","v":0},{"$f":"BV116","v":0},{"$f":"BW116","v":0},{"$f":"BX116","v":0},{"$f":"BY116","v":0},{"$f":"BZ116","v":0},{"$f":"IF($H$10<10,0,IF($H$19=\"Nitrogen\",CK116,CP116))","v":0},{"$f":"IF($H$10<10,0,IF($H$19=\"Nitrogen\",CL116,CQ116))","v":0},{"$f":"IF($H$10<10,0,IF($H$19=\"Nitrogen\",CM116,CR116))","v":0},{"$f":"IF($H$10<10,0,IF($H$19=\"Nitrogen\",CN116,CS116))","v":0},{"$f":"IF($H$10<10,0,IF($H$19=\"Nitrogen\",CO116,CT116))","v":0}]
[null,null,null,null,null,null,null,null,null,null,null,null,null,null,null,null,null,null,null,null,null,null,null,null,null,null,null,null,null,null,null,null,null,null,null,null,"N:",{"$f":"IF(ISERROR(IF(AR122>AQ111,AS111,AR115+((AR122-AQ115)/(AQ116-AQ115)*(AR116-AR115))))=TRUE,0,(IF(AR122>AQ111,AS111,AR115+((AR122-AQ115)/(AQ116-AQ115)*(AR116-AR115)))))","v":0},{"$f":"(AL117*(AH118/100)+((100-AL117)*(AH105/100)))","v":0},null,null,null,null,null,null,null,{"$f":"IF($AU$114<2,0,(AZ117+((AX117-AZ117)/($AX$114-$AZ$114)*($AU$114-$AZ$114))))","v":0},{"$f":"IF($AU$114<2,0,(BA117+((AY117-BA117)/($AX$114-$AZ$114)*($AU$114-$AZ$114))))","v":0},13,11,6,{"$f":"AZ116+2","v":52},{"$f":"BA116+3","v":28},65,32.5,21.666666666666668,16.25,13,{"$f":"(($AW117*$H$12*$H$14)/(BB117+$AW117))*12","v":0},{"$f":"(($AW117*$H$12*$H$14)/(BC117+$AW117))*12","v":0},{"$f":"(($AW117*$H$12*$H$14)/(BD117+$AW117))*12","v":0},{"$f":"(($AW117*$H$12*$H$14)/(BE117+$AW117))*12","v":0},{"$f":"(($AW117*$H$12*$H$14)/(BF117+$AW117))*12","v":0},{"$f":"BL116","v":0},{"$f":"BM116","v":0},{"$f":"BN116","v":0},{"$f":"BO116","v":0},{"$f":"BP116","v":0},{"$f":"BL117+((100-BL117)*($AU117/100))","v":0},{"$f":"BM117+((100-BM117)*($AU117/100))","v":0},0,0,0,{"$f":"BL117+((100-BL117)*($AV117/100))","v":0},0,0,0,0,{"$f":"(BL117*($AZ117/100)+((100-BL117)*($AX117/100)))","v":11},11,11,11,11,{"$f":"(BL117*($BA117/100)+((100-BL117)*($AY117/100)))","v":6},6,6,6,6,{"$f":"BQ117","v":0},0,0,0,0,{"$f":"BV117","v":0},0,0,0,0,{"$f":"IF($H$10<10,0,IF($H$19=\"Nitrogen\",CK117,CP117))","v":0},{"$f":"IF($H$10<10,0,IF($H$19=\"Nitrogen\",CL117,CQ117))","v":0},{"$f":"IF($H$10<10,0,IF($H$19=\"Nitrogen\",CM117,CR117))","v":0},{"$f":"IF($H$10<10,0,IF($H$19=\"Nitrogen\",CN117,CS117))","v":0},{"$f":"IF($H$10<10,0,IF($H$19=\"Nitrogen\",CO117,CT117))","v":0}]
[null,null,null,null,null,null,null,null,null,null,null,null,null,null,null,null,null,null,null,null,null,null,null,null,null,null,null,null,null,null,null,null,{"$f":"AF108","v":0},{"$f":"IF(AG118<10,0,(AH115+((AH116-AH115)/(AG116-AG115)*(AG118-AG115))))","v":0},{"$f":"IF(AG118<10,0,(AI115+((AI116-AI115)/(AG116-AG115)*(AG118-AG115))))","v":0},null,"P:",{"$f":"IF(ISERROR(IF(AR122>AQ111,AS111,AR115+((AR122-AQ115)/(AQ116-AQ115)*(AR116-AR115))))=TRUE,0,(IF(AR122>AQ111,AS111,AR115+((AR122-AQ115)/(AQ116-AQ115)*(AR116-AR115)))))","v":0},{"$f":"(AL118*(AI118/100))+((100-AL118)*(AI105/100))","v":0},null,null,0.16,null,"Area:",{"$f":"(($H$11)*($H$10+$H$13)/43560)","v":0},null,0,0,16,12,7,{"$f":"AZ117+2","v":54},{"$f":"BA117+3","v":31},80,40,26.666666666666668,20,16,0,0,0,0,0,{"$f":"BL117","v":0},0,0,0,0,0,0,0,0,0,0,0,0,0,0,12,12,12,12,12,7.0000000000000009,7.0000000000000009,7.0000000000000009,7.0000000000000009,7.0000000000000009,0,0,0,0,0,0,0,0,0,0,0,0,0,0,0]
[null,null,null,null,null,null,null,null,null,null,null,null,null,null,null,null,null,null,null,null,null,null,null,null,null,null,null,null,null,null,null,null,null,null,null,null,null,null,null,null,null,0.2,null,"Detention","Nitrogen",null,0,0,19,13,8,{"$f":"AZ118+2","v":56},{"$f":"BA118+3","v":34},95,47.5,31.666666666666668,23.75,19,0,0,0,0,0,0,0,0,0,0,0,0,0,0,0,0,0,0,0,0,13,13,13,13,13,8,8,8,8,8,0,0,0,0,0,0,0,0,0,0,0,0,0,0,0]
[null,null,null,null,null,null,null,null,null,null,null,null,null,null,null,null,null,null,null,null,null,null,null,null,null,null,null,null,null,null,null,"ERROR MESSAGE:",null,{"$f":"$H$7","v":0},{"$f":"AH120*0.99","v":0},{"$f":"AH120*1.01","v":0},{"$f":"((($H$11*($H$10+$H$13))/43560))","v":0},null,null,null,null,0.25,null,"Retention","Phosphorus",null,0,0,22,14,9,{"$f":"AZ119+2","v":58},{"$f":"BA119+3","v":37},110,55,36.666666666666671,27.5,22,0,0,0,0,0,0,0,0,0,0,0,0,0,0,0,0,0,0,0,0,14.000000000000002,14.000000000000002,14.000000000000002,14.000000000000002,14.000000000000002,9,9,9,9,9,0,0,0,0,0,0,0,0,0,0,0,0,0,0,0]
[null,null,null,null,null,null,null,null,null,null,null,null,null,null,null,null,null,null,null,null,null,null,null,null,null,null,null,null,null,null,null,null,null,null,null,null,null,null,null,null,null,{"$f":"($H$10*$H$12*$H$14)","v":0},"cf",null,null,null,0,0,25,15,10,60,40,125,62.5,41.666666666666671,31.25,25,0,0,0,0,0,0,0,0,0,0,0,0,0,0,0,0,0,0,0,0,15,15,15,15,15,10,10,10,10,10,0,0,0,0,0,0,0,0,0,0,0,0,0,0,0]
[null,null,null,null,null,null,null,null,null,null,null,null,null,null,null,null,null,null,null,null,null,null,null,null,null,null,null,null,null,null,null,{"$f":"IF(H10<10,\"THE VEGETATED NATURAL BUFFER WIDTH SHOULD BE MORE THAN 10 FEET\",0)","v":"THE VEGETATED NATURAL BUFFER WIDTH SHOULD BE MORE THAN 10 FEET"},null,null,null,null,null,null,null,null,null,{"$f":"($AP$121/($H$10+$H$13))*12","v":{"$error":"#DIV/0!"}},"in",{"$f":"AP122","v":{"$error":"#DIV/0!"}},"in",null,0,0,30,{"$f":"AX121+2","v":17},{"$f":"AY121+1","v":11},61,{"$f":"BA121+3","v":43},150,75,50,37.5,30,0,0,0,0,0,0,0,0,0,0,0,0,0,0,0,0,0,0,0,0,17,17,17,17,17,11,11,11,11,11,0,0,0,0,0,0,0,0,0,0,0,0,0,0,0]
[null,null,null,null,null,null,null,null,null,null,null,null,null,null,null,null,null,null,null,null,null,null,null,null,null,null,null,null,null,null,null,{"$f":"IF(AND(AK120>AI120,AK120<AJ120)=TRUE,0,\"THE DIMENSIONS OF THE BUFFER AND AREA DRAINING TO THE BUFFER DO NOT MATCH THE AREA SPECIFIED IN THE PRE- AND POST-DEVELOPMENT WATERSHED CHARACTERISTICS TAB. PLEASE REVISE.\")","v":"THE DIMENSIONS OF THE BUFFER AND AREA DRAINING TO THE BUFFER DO NOT MATCH THE AREA SPECIFIED IN THE PRE- AND POST-DEVELOPMENT WATERSHED CHARACTERISTICS TAB. PLEASE REVISE."},null,null,null,null,null,null,null,null,null,null,null,null,null,null,0,0,35,{"$f":"AX122+2","v":19},12,62,{"$f":"BA122+3","v":46},175,87.5,58.333333333333336,43.75,35,0,0,0,0,0,0,0,0,0,0,0,0,0,0,0,0,0,0,0,0,19,19,19,19,19,12,12,12,12,12,0,0,0,0,0,0,0,0,0,0,0,0,0,0,0]
[null,null,null,null,null,null,null,null,null,null,null,null,null,null,null,null,null,null,null,null,null,null,null,null,null,null,null,null,null,null,null,null,null,null,"TN","TP",null,null,null,null,null,null,null,null,null,null,0,0,40,{"$f":"AX123+2","v":21},13,63,{"$f":"BA123+3","v":49},200,100,66.666666666666671,50,40,0,0,0,0,0,{"$f":"BL123","v":0},0,0,0,0,0,0,0,0,0,0,0,0,0,0,21,21,21,21,21,13,13,13,13,13,0,0,0,0,0,0,0,0,0,0,0,0,0,0,0]
[null,null,null,null,null,null,null,null,null,null,null,null,null,null,null,null,null,null,null,null,null,null,null,null,null,null,null,null,null,null,null,null,null,2,{"$f":"AH118","v":0},{"$f":"AI118","v":0},null,null,null,null,null,null,null,null,null,null,0,0,45,{"$f":"AX124+2","v":23},14,64,{"$f":"BA124+3","v":52},225,112.5,75,56.25,45,0,0,0,0,0,0,0,0,0,0,0,0,0,0,0,0,0,0,0,0,23,23,23,23,23,14.000000000000002,14.000000000000002,14.000000000000002,14.000000000000002,14.000000000000002,0,0,0,0,0,0,0,0,0,0,0,0,0,0,0]
[null,null,null,null,null,null,null,null,null,null,null,null,null,null,null,null,null,null,null,null,null,null,null,null,null,null,null,null,null,null,null,null,null,6,{"$f":"AH105","v":0},{"$f":"AI105","v":0},null,null,null,null,null,null,null,null,null,null,0,0,50,25,15,65,55,250,125,83.333333333333343,62.5,50,0,0,0,0,0,0,0,0,0,0,0,0,0,0,0,0,0,0,0,0,25,25,25,25,25,15,15,15,15,15,0,0,0,0,0,0,0,0,0,0,0,0,0,0,0]
[null,null,null,null,null,null,null,null,null,null,null,null,null,null,null,null,null,null,null,null,null,null,null,null,null,null,null,null,null,null,null,null,null,null,null,null,null,"N","P",null,null,null,null,null,null,null,0,0,60,{"$f":"AX126+4","v":29},{"$f":"AY126+2","v":17},67,{"$f":"BA126+1","v":56},300,150,100,75,60,0,0,0,0,0,0,0,0,0,0,0,0,0,0,0,0,0,0,0,0,28.999999999999996,28.999999999999996,28.999999999999996,28.999999999999996,28.999999999999996,17,17,17,17,17,0,0,0,0,0,0,0,0,0,0,0,0,0,0,0]
[null,null,null,null,null,null,null,null,null,null,null,null,null,null,null,null,null,null,null,null,null,null,null,null,null,null,null,null,null,null,null,null,null,null,{"$f":"IF(H15<2,0,(AI125+((AI126-AI125)/(AH126-AH125)*(H15-AH125))))","v":0},{"$f":"IF(H15<2,0,(AJ125+((AJ126-AJ125)/(AH126-AH125)*(H15-AH125))))","v":0},null,{"$f":"AI130+(100-AI130)*(AI128/100)","v":0},{"$f":"AI130+(100-AI130)*(AJ128/100)","v":0},null,null,null,null,null,null,null,0,0,70,{"$f":"AX127+4","v":33},19,69,{"$f":"BA127+1","v":57},350,175,116.66666666666667,87.5,70,0,0,0,0,0,0,0,0,0,0,0,0,0,0,0,0,0,0,0,0,33,33,33,33,33,19,19,19,19,19,0,0,0,0,0,0,0,0,0,0,0,0,0,0,0]
[null,null,null,null,null,null,null,null,null,null,null,null,null,null,null,null,null,null,null,null,null,null,null,null,null,null,null,null,null,null,null,null,null,null,null,null,"Mass Leaving [kg/yr]",{"$f":"IF(H16=0,0,(1-AL128/100)*'Watershed Characteristics'!T49)","v":0},{"$f":"IF(H16=0,0,(1-AM128/100)*'Watershed Characteristics'!T50)","v":0},null,null,null,null,null,null,null,0,0,80,{"$f":"AX128+4","v":37},21,71,{"$f":"BA128+1","v":58},400,200,133.33333333333334,100,80,0,0,0,0,0,0,0,0,0,0,0,0,0,0,0,0,0,0,0,0,37,37,37,37,37,21,21,21,21,21,0,0,0,0,0,0,0,0,0,0,0,0,0,0,0]
[null,null,null,null,null,null,null,null,null,null,null,null,null,null,null,null,null,null,null,null,null,null,null,null,null,null,null,null,null,null,null,null,null,null,{"$f":"AL104","v":0},null,null,null,null,null,null,null,null,null,null,null,0,0,90,{"$f":"AX129+4","v":41},23,73,{"$f":"BA129+1","v":59},450,225,150,112.5,90,0,0,0,0,0,0,0,0,0,0,0,0,0,0,0,0,0,0,0,0,41,41,41,41,41,23,23,23,23,23,0,0,0,0,0,0,0,0,0,0,0,0,0,0,0]
[null,null,null,null,null,null,null,null,null,null,null,null,null,null,null,null,null,null,null,null,null,null,null,null,null,null,null,null,null,null,null,null,null,null,null,null,null,null,null,null,null,null,null,null,null,null,0,0,100,45,25,75,60,500,250,166.66666666666669,125,100,0,0,0,0,0,0,0,0,0,0,0,0,0,0,0,0,0,0,0,0,45,45,45,45,45,25,25,25,25,25,0,0,0,0,0,0,0,0,0,0,0,0,0,0,0]
[null,null,null,null,null,null,null,null,null,null,null,null,null,null,null,null,null,null,null,null,null,null,null,null,null,null,null,null,null,null,null,null,null,null,null,null,null,null,null,null,null,null,null,null,null,null,0,0,150,{"$f":"AX131+3","v":48},{"$f":"AY131+8","v":33},{"$f":"AZ131+3","v":78},{"$f":"BA131+1","v":61},750,{"$f":"$AW132/BC$115","v":375},250,187.5,150,0,0,0,0,0,0,0,0,0,0,0,0,0,0,0,0,0,0,0,0,48,48,48,48,48,33,33,33,33,33,0,0,0,0,0,0,0,0,0,0,0,0,0,0,0]
[null,null,null,null,null,null,null,null,null,null,null,null,null,null,null,null,null,null,null,null,null,null,null,null,null,null,null,null,null,null,null,null,null,null,null,null,null,null,null,null,null,null,null,null,null,null,0,0,200,{"$f":"AX132+3","v":51},{"$f":"AY132+8","v":41},{"$f":"AZ132+3","v":81},{"$f":"BA132+1","v":62},1000,500,333.33333333333337,250,200,0,0,0,0,0,0,0,0,0,0,0,0,0,0,0,0,0,0,0,0,51,51,51,51,51,41,41,41,41,41,0,0,0,0,0,0,0,0,0,0,0,0,0,0,0]
[null,null,null,null,null,null,null,null,null,null,null,null,null,null,null,null,null,null,null,null,null,null,null,null,null,null,null,null,null,null,null,null,null,null,null,null,null,null,null,null,null,null,null,null,null,null,0,0,250,{"$f":"AX133+3","v":54},{"$f":"AY133+8","v":49},{"$f":"AZ133+3","v":84},{"$f":"BA133+1","v":63},1250,625,416.66666666666669,312.5,250,0,0,0,0,0,{"$f":"BL133","v":0},0,0,0,0,0,0,0,0,0,0,0,0,0,0,54,54,54,54,54,49,49,49,49,49,0,0,0,0,0,0,0,0,0,0,0,0,0,0,0]
[null,null,null,null,null,null,null,null,null,null,null,null,null,null,null,null,null,null,null,null,null,null,null,null,null,null,null,null,null,null,null,null,null,null,null,null,null,null,null,null,null,null,null,null,null,null,0,0,300,{"$f":"AX134+3","v":57},{"$f":"AY134+8","v":57},{"$f":"AZ134+3","v":87},{"$f":"BA134+1","v":64},1500,750,500,375,300,0,0,0,0,0,0,0,0,0,0,0,0,0,0,0,0,0,0,0,0,56.999999999999993,56.999999999999993,56.999999999999993,56.999999999999993,56.999999999999993,56.999999999999993,56.999999999999993,56.999999999999993,56.999999999999993,56.999999999999993,0,0,0,0,0,0,0,0,0,0,0,0,0,0,0]
[null,null,null,null,null,null,null,null,null,null,null,null,null,null,null,null,null,null,null,null,null,null,null,null,null,null,null,null,null,null,null,null,null,null,null,null,null,null,null,null,null,null,null,null,null,null,0,0,350,60,65,90,65,1750,875,583.33333333333337,437.5,350,0,0,0,0,0,0,0,0,0,0,0,0,0,0,0,0,0,0,0,0,60,60,60,60,60,65,65,65,65,65,0,0,0,0,0,0,0,0,0,0,0,0,0,0,0]
[]
[null,null,null,null,null,null,null,null,null,null,null,null,null,null,null,null,null,null,null,null,null,null,null,null,null,null,"Catchment 4"]
[null,null,null,null,null,null,null,null,null,null,null,null,null,null,null,null,null,null,null,null,null,null,null,null,null,{"$f":"MAX(R147:R148)","v":0},"Retention Amount:",null,"Efficiency Provided:",null,null,"Buffer - 6%",null,null,null,null,null,null,null,null,null,"Retention Amount:",null,"Efficiency Provided:",null,null,null,null,null,null,null,null,null,"Retention Amount:",null,"Efficiency Provided:"]
[null,null,null,null,null,null,null,null,null,null,null,null,null,null,null,null,null,null,null,null,null,null,null,null,null,null,0,0,null,0,null,{"$f":"$I$10","v":0},"BW:","TN:","TP:",null,null,null,null,null,null,0,0,null,0,null,null,null,0,0,0,0,0,0,null,0]
[null,null,null,null,null,null,null,null,null,null,null,null,null,null,null,null,null,null,null,null,null,null,null,null,null,null,{"$f":"IF(IF($AD141>=$Z$2,1,0)>0,AA140+1,IF($AD141>=$Z$2,1,0))","v":1},0.25,null,{"$f":"'Retention Basin'!AB141","v":0},null,0,10,10,5,null,null,null,null,null,null,{"$f":"IF(IF(AQ141>$AR$167,1,0)>0,AP140+1,IF(AQ141>=$AR$167,1,0))","v":{"$error":"#DIV/0!"}},0.25,null,{"$f":"'Stormwater Treatment Analysis'!$AC$54","v":{"$error":"#REF!"}},null,null,null,{"$f":"IF(IF($BB141>BG161,1,0)>0,AW140+1,IF($BB141>=BG161,1,0))","v":1},{"$f":"IF(IF($BB141>BH161,1,0)>0,AX140+1,IF($BB141>=BH161,1,0))","v":1},{"$f":"IF(IF($BB141>BI161,1,0)>0,AY140+1,IF($BB141>=BI161,1,0))","v":1},{"$f":"IF(IF($BB141>BJ161,1,0)>0,AZ140+1,IF($BB141>=BJ161,1,0))","v":1},{"$f":"IF(IF($BB141>BK161,1,0)>0,BA140+1,IF($BB141>=BK161,1,0))","v":1},0.25,null,{"$f":"'Stormwater Treatment Analysis'!$AC$54","v":{"$error":"#REF!"}},null,null,{"$f":"VLOOKUP(0,BA140:BD156,2)","v":0},{"$f":"VLOOKUP(0,BA140:BD156,4)","v":0}]
[null,null,null,null,null,null,null,null,null,null,null,null,null,null,null,null,null,null,null,null,null,null,null,null,null,null,{"$f":"IF(IF($AD142>=$Z$2,1,0)>0,AA141+1,IF($AD142>=$Z$2,1,0))","v":2},0.5,null,{"$f":"'Retention Basin'!AB142","v":0},null,{"$f":"IF(IF(AG142>$AF$140,1,0)>0,AF141+1,IF(AG142>=$AF$140,1,0))","v":1},25,15,10,null,null,null,null,null,null,{"$f":"IF(IF(AQ142>$AR$167,1,0)>0,AP141+1,IF(AQ142>=$AR$167,1,0))","v":{"$error":"#DIV/0!"}},0.5,null,{"$f":"'Stormwater Treatment Analysis'!$AC$75","v":{"$error":"#REF!"}},null,null,null,{"$f":"IF(IF($BB142>BG162,1,0)>0,AW141+1,IF($BB142>=BG162,1,0))","v":2},2,2,2,2,0.5,null,{"$f":"'Stormwater Treatment Analysis'!$AC$75","v":{"$error":"#REF!"}},null,null,{"$f":"VLOOKUP(1,BA140:BD156,2)","v":0.25},{"$f":"VLOOKUP(1,BA140:BD156,4)","v":{"$error":"#REF!"}}]
[null,null,null,null,null,null,null,null,null,null,null,null,null,null,null,null,null,null,null,null,null,null,null,null,null,null,3,0.75,null,{"$f":"'Retention Basin'!AB143","v":0},null,{"$f":"IF(IF(AG143>$AF$140,1,0)>0,AF142+1,IF(AG143>=$AF$140,1,0))","v":2},50,25,15,null,null,null,null,null,null,{"$error":"#DIV/0!"},0.75,null,{"$f":"'Stormwater Treatment Analysis'!$AC$96","v":{"$error":"#REF!"}},null,null,null,3,3,3,3,3,0.75,null,{"$f":"'Stormwater Treatment Analysis'!$AC$96","v":{"$error":"#REF!"}}]
[null,null,null,null,null,null,null,null,null,null,null,null,null,null,null,null,null,null,null,null,null,null,null,null,null,null,4,1,null,{"$f":"'Retention Basin'!AB144","v":0},null,{"$f":"IF(IF(AG144>$AF$140,1,0)>0,AF143+1,IF(AG144>=$AF$140,1,0))","v":3},100,45,25,null,null,null,null,null,null,{"$error":"#DIV/0!"},1,null,{"$f":"'Stormwater Treatment Analysis'!$AC$117","v":{"$error":"#REF!"}},null,null,null,4,4,4,4,4,1,null,{"$f":"'Stormwater Treatment Analysis'!$AC$117","v":{"$error":"#REF!"}},null,null,{"$f":"VLOOKUP(0,AZ140:BD156,3)","v":0},{"$f":"VLOOKUP(0,AZ140:BD156,5)","v":0}]
[null,null,null,null,null,null,null,null,null,null,null,null,null,null,null,null,null,null,null,null,null,null,null,null,null,null,5,1.25,null,{"$f":"'Retention Basin'!AB145","v":0},null,{"$f":"IF(IF(AG145>$AF$140,1,0)>0,AF144+1,IF(AG145>=$AF$140,1,0))","v":4},350,60,65,null,null,null,null,null,null,{"$error":"#DIV/0!"},1.25,null,{"$f":"'Stormwater Treatment Analysis'!$AC$138","v":{"$error":"#REF!"}},null,null,null,5,5,5,5,5,1.25,null,{"$f":"'Stormwater Treatment Analysis'!$AC$138","v":{"$error":"#REF!"}},null,null,{"$f":"VLOOKUP(1,AZ140:BD156,3)","v":0.25},{"$f":"VLOOKUP(1,AZ140:BD156,5)","v":{"$error":"#REF!"}}]
[null,null,null,null,null,null,null,null,null,null,null,null,null,null,null,null,null,null,null,null,null,null,null,null,null,null,6,1.5,null,{"$f":"'Retention Basin'!AB146","v":0},null,null,null,null,null,null,null,null,null,null,null,{"$error":"#DIV/0!"},1.5,null,{"$f":"'Stormwater Treatment Analysis'!$AC$159","v":{"$error":"#REF!"}},null,null,null,6,6,6,6,6,1.5,null,{"$f":"'Stormwater Treatment Analysis'!$AC$159","v":{"$error":"#REF!"}}]
[null,null,null,null,null,null,null,null,null,null,null,null,null,null,null,null,null,null,null,null,null,null,null,null,null,null,7,1.75,null,{"$f":"'Retention Basin'!AB147","v":0},null,0,{"$f":"VLOOKUP(0,AF141:AI145,2)","v":10},{"$f":"VLOOKUP(AF147,AF141:AI145,3)","v":10},{"$f":"VLOOKUP(AF147,AF141:AI145,4)","v":5},null,null,null,null,null,null,{"$error":"#DIV/0!"},1.75,null,{"$f":"'Stormwater Treatment Analysis'!$AC$180","v":{"$error":"#REF!"}},null,null,null,7,7,7,7,7,1.75,null,{"$f":"'Stormwater Treatment Analysis'!$AC$180","v":{"$error":"#REF!"}},null,null,{"$f":"VLOOKUP(0,AY140:BD156,4)","v":0},{"$f":"VLOOKUP(0,AY140:BD156,6)","v":0}]
[null,null,null,null,null,null,null,null,null,null,null,null,null,null,null,null,null,null,null,null,null,null,null,null,null,null,8,2,null,{"$f":"'Retention Basin'!AB148","v":0},null,1,{"$f":"VLOOKUP(AF148,AF141:AI145,2)","v":25},{"$f":"VLOOKUP(AF148,AF141:AI145,3)","v":15},{"$f":"VLOOKUP(AF148,AF141:AI145,4)","v":10},null,"6%:","R","F",null,null,{"$error":"#DIV/0!"},2,null,{"$f":"'Stormwater Treatment Analysis'!$AC$201","v":{"$error":"#REF!"}},null,null,null,8,8,8,8,8,2,null,{"$f":"'Stormwater Treatment Analysis'!$AC$201","v":{"$error":"#REF!"}},null,null,{"$f":"VLOOKUP(1,AY140:BD156,4)","v":0.25},{"$f":"VLOOKUP(1,AY140:BD156,6)","v":{"$error":"#REF!"}}]
[null,null,null,null,null,null,null,null,null,null,null,null,null,null,null,null,null,null,null,null,null,null,null,null,null,null,9,2.25,null,{"$f":"'Retention Basin'!AB149","v":0},null,null,null,null,null,null,"N:",{"$f":"IF(ISERROR(IF(AR167>AQ156,AS156,AR160+((AR167-AQ160)/(AQ161-AQ160)*(AR161-AR160))))=TRUE,0,(IF(AR167>AQ156,AS156,AR160+((AR167-AQ160)/(AQ161-AQ160)*(AR161-AR160)))))","v":0},{"$f":"AL149+((100-AL149)*(AH150/100))","v":0},null,null,{"$error":"#DIV/0!"},2.25,null,{"$f":"'Stormwater Treatment Analysis'!$AC$222","v":{"$error":"#REF!"}},null,null,null,9,9,9,9,9,2.25,null,{"$f":"'Stormwater Treatment Analysis'!$AC$222","v":{"$error":"#REF!"}}]
[null,null,null,null,null,null,null,null,null,null,null,null,null,null,null,null,null,null,null,null,null,null,null,null,null,null,10,2.5,null,{"$f":"'Retention Basin'!AB150","v":0},null,null,{"$f":"AF140","v":0},{"$f":"IF(AG150<10,0,(AH147+((AH148-AH147)/(AG148-AG147)*(AG150-AG147))))","v":0},{"$f":"IF(AG150<10,0,(AI147+((AI148-AI147)/(AG148-AG147)*(AG150-AG147))))","v":0},null,"P:",{"$f":"IF(ISERROR(IF(AR167>AQ156,AS156,AR160+((AR167-AQ160)/(AQ161-AQ160)*(AR161-AR160))))=TRUE,0,(IF(AR167>AQ156,AS156,AR160+((AR167-AQ160)/(AQ161-AQ160)*(AR161-AR160)))))","v":0},{"$f":"AL150+((100-AL150)*(AI150/100))","v":0},null,null,{"$error":"#DIV/0!"},2.5,null,{"$f":"'Stormwater Treatment Analysis'!$AC$243","v":{"$error":"#REF!"}},null,null,null,10,10,10,10,10,2.5,null,{"$f":"'Stormwater Treatment Analysis'!$AC$243","v":{"$error":"#REF!"}},null,null,{"$f":"VLOOKUP(0,AX140:BD156,5)","v":0},{"$f":"VLOOKUP(0,AX140:BD156,7)","v":0}]
[null,null,null,null,null,null,null,null,null,null,null,null,null,null,null,null,null,null,null,null,null,null,null,null,null,null,11,2.75,null,{"$f":"'Retention Basin'!AB151","v":0},null,null,null,null,null,null,null,null,null,null,null,{"$error":"#DIV/0!"},2.75,null,{"$f":"'Stormwater Treatment Analysis'!$AC$264","v":{"$error":"#REF!"}},null,null,null,11,11,11,11,11,2.75,null,{"$f":"'Stormwater Treatment Analysis'!$AC$264","v":{"$error":"#REF!"}},null,null,{"$f":"VLOOKUP(1,AX140:BD156,5)","v":0.25},{"$f":"VLOOKUP(1,AX140:BD156,7)","v":{"$error":"#REF!"}}]
[null,null,null,null,null,null,null,null,null,null,null,null,null,null,null,null,null,null,null,null,null,null,null,null,null,null,12,3,null,{"$f":"'Retention Basin'!AB152","v":0},null,"Buffer - 2%",null,null,null,null,null,null,null,null,null,{"$error":"#DIV/0!"},3,null,{"$f":"'Stormwater Treatment Analysis'!$AC$285","v":{"$error":"#REF!"}},null,null,null,12,12,12,12,12,3,null,{"$f":"'Stormwater Treatment Analysis'!$AC$285","v":{"$error":"#REF!"}}]
[null,null,null,null,null,null,null,null,null,null,null,null,null,null,null,null,null,null,null,null,null,null,null,null,null,null,13,3.25,null,{"$f":"'Retention Basin'!AB153","v":0},null,{"$f":"$I$10","v":0},"BW:","TN:","TP:",null,null,null,null,null,null,{"$error":"#DIV/0!"},3.25,null,{"$f":"'Stormwater Treatment Analysis'!$AC$306","v":{"$error":"#REF!"}},null,null,null,13,13,13,13,13,3.25,null,{"$f":"'Stormwater Treatment Analysis'!$AC$306","v":{"$error":"#REF!"}},null,null,{"$f":"VLOOKUP(0,AW140:BD156,6)","v":0},{"$f":"VLOOKUP(0,AW140:BD156,8)","v":0}]
[null,null,null,null,null,null,null,null,null,null,null,null,null,null,null,null,null,null,null,null,null,null,null,null,null,null,14,3.5,null,{"$f":"'Retention Basin'!AB154","v":0},null,0,10,50,25,null,null,null,null,null,null,{"$error":"#DIV/0!"},3.5,null,{"$f":"'Stormwater Treatment Analysis'!$AC$327","v":{"$error":"#REF!"}},null,null,null,14,14,14,14,14,3.5,null,{"$f":"'Stormwater Treatment Analysis'!$AC$327","v":{"$error":"#REF!"}},null,null,{"$f":"VLOOKUP(1,AW140:BD156,6)","v":0.25},{"$f":"VLOOKUP(1,AW140:BD156,8)","v":{"$error":"#REF!"}}]
[null,null,null,null,null,null,null,null,null,null,null,null,null,null,null,null,null,null,null,null,null,null,null,null,null,null,15,3.75,null,{"$f":"'Retention Basin'!AB155","v":0},null,{"$f":"IF(IF(AG155>$AF$153,1,0)>0,AF154+1,IF(AG155>=$AF$153,1,0))","v":1},25,60,40,null,null,null,null,null,null,{"$error":"#DIV/0!"},3.75,null,{"$f":"'Stormwater Treatment Analysis'!$AC$348","v":{"$error":"#REF!"}},null,null,null,15,15,15,15,15,3.75,null,{"$f":"'Stormwater Treatment Analysis'!$AC$348","v":{"$error":"#REF!"}}]
[null,null,null,null,null,null,null,null,null,null,null,null,null,null,null,null,null,null,null,null,null,null,null,null,null,null,16,4,null,{"$f":"'Retention Basin'!AB156","v":0},null,{"$f":"IF(IF(AG156>$AF$153,1,0)>0,AF155+1,IF(AG156>=$AF$153,1,0))","v":2},50,65,55,null,null,null,null,null,null,{"$error":"#DIV/0!"},4,null,{"$f":"'Stormwater Treatment Analysis'!$AC$369","v":{"$error":"#REF!"}},null,null,null,16,16,16,16,16,4,null,{"$f":"'Stormwater Treatment Analysis'!$AC$369","v":{"$error":"#REF!"}}]
[null,null,null,null,null,null,null,null,null,null,null,null,null,null,null,null,null,null,null,null,null,null,null,null,null,null,null,null,null,null,null,{"$f":"IF(IF(AG157>$AF$153,1,0)>0,AF156+1,IF(AG157>=$AF$153,1,0))","v":3},100,75,60]
[null,null,null,null,null,null,null,null,null,null,null,null,null,null,null,null,null,null,null,null,null,null,null,null,null,null,"Interpolation for Retention Amount:",null,null,null,null,{"$f":"IF(IF(AG158>$AF$153,1,0)>0,AF157+1,IF(AG158>=$AF$153,1,0))","v":4},350,90,65,null,null,null,null,null,null,"Interpolation for Retention Amount:"]
[null,null,null,null,null,null,null,null,null,null,null,null,null,null,null,null,null,null,null,null,null,null,null,null,null,null,null,null,null,null,null,null,null,null,null,null,null,null,null,null,null,null,null,null,null,"Slope",{"$f":"I15","v":0},null,"Buffer W:",6,null,2,null,"Ratio of Buffer width to Contributing Area width",null,null,null,null,"Retention",null,null,null,null,"Retention Efficiency",null,null,null,null,"Nitrogen Efficiency - Retention",null,null,null,null,"Phosphorus Efficiency - Retention",null,null,null,null,"Nitrogen Efficiency - Detention",null,null,null,null,"Phosphorus Efficiency - Detention",null,null,null,null,"Nitrogen Removal Efficiency of VNB",null,null,null,null,"Phosphorus Removal Efficiency of VNB",null,null,null,null,{"$f":"IF($I$19=\"Nitrogen\",CK159,CP159)","v":"Phosphorus Removal Efficiency of VNB"},null,null,null,{"$f":"IF($I$19=\"Nitrogen\",I16,I17)","v":0}]
[null,null,null,null,null,null,null,null,null,null,null,null,null,null,null,null,null,null,null,null,null,null,null,null,null,null,null,{"$f":"VLOOKUP(0,AA140:AD156,2)","v":0},{"$f":"VLOOKUP(0,AA140:AD156,4)","v":0},null,null,0,{"$f":"VLOOKUP(AF160,AF154:AI158,2)","v":10},{"$f":"VLOOKUP(AF160,AF154:AI158,3)","v":50},{"$f":"VLOOKUP(AF160,AF154:AI158,4)","v":25},null,null,null,null,null,null,null,{"$f":"VLOOKUP(0,AP140:AS156,2)","v":0},{"$f":"VLOOKUP(0,AP140:AS156,4)","v":0},null,null,"N","P",null,"N","P",null,null,0.2,0.4,0.6,0.8,1,0.2,0.4,0.6,0.8,1,0.2,0.4,0.6,0.8,1,0.2,0.4,0.6,0.8,1,0.2,0.4,0.6,0.8,1,0.2,0.4,0.6,0.8,1,0.2,0.4,0.6,0.8,1,0.2,0.4,0.6,0.8,1,0.2,0.4,0.6,0.8,1]
[null,null,null,null,null,null,null,null,null,null,null,null,null,null,null,null,null,null,null,null,null,null,null,null,null,null,null,{"$f":"VLOOKUP(1,AA140:AD156,2)","v":0.25},{"$f":"VLOOKUP(1,AA140:AD156,4)","v":0},null,null,1,{"$f":"VLOOKUP(AF161,AF154:AI158,2)","v":25},{"$f":"VLOOKUP(AF161,AF154:AI158,3)","v":60},{"$f":"VLOOKUP(AF161,AF154:AI158,4)","v":40},null,"2%:","R","F",null,null,null,{"$f":"VLOOKUP(1,AP140:AS156,2)","v":0},{"$f":"VLOOKUP(1,AP140:AS156,4)","v":0},null,null,{"$f":"IF($AU$159<2,0,(AZ161+((AX161-AZ161)/($AX$159-$AZ$159)*($AU$159-$AZ$159))))","v":0},{"$f":"IF($AU$159<2,0,(BA161+((AY161-BA161)/($AX$159-$AZ$159)*($AU$159-$AZ$159))))","v":0},10,10,5,50,25,{"$f":"$AW161/BB$160","v":50},{"$f":"$AW161/BC$160","v":25},16.666666666666668,12.5,10,{"$f":"(($AW161*$I$12*$I$14)/(BB161+$AW161))*12","v":0},{"$f":"(($AW161*$I$12*$I$14)/(BC161+$AW161))*12","v":0},{"$f":"(($AW161*$I$12*$I$14)/(BD161+$AW161))*12","v":0},{"$f":"(($AW161*$I$12*$I$14)/(BE161+$AW161))*12","v":0},{"$f":"(($AW161*$I$12*$I$14)/(BF161+$AW161))*12","v":0},{"$f":"IF(ISERROR(IF(BG161>BB156,BD156,BH153+((BG161-BG153)/(BG154-BG153)*(BH154-BH153))))=TRUE,0,(IF(BG161>BB156,BD156,BH153+((BG161-BG153)/(BG154-BG153)*(BH154-BH153)))))","v":0},{"$f":"IF(ISERROR(IF(BH161>BB156,BD156,BH150+((BH161-BG150)/(BG151-BG150)*(BH151-BH150))))=TRUE,0,(IF(BH161>BB156,BD156,BH150+((BH161-BG150)/(BG151-BG150)*(BH151-BH150)))))","v":0},{"$f":"IF(ISERROR(IF(BI161>BB156,BD156,BH147+((BI161-BG147)/(BG148-BG147)*(BH148-BH147))))=TRUE,0,(IF(BI161>BB156,BD156,BH147+((BI161-BG147)/(BG148-BG147)*(BH148-BH147)))))","v":0},{"$f":"IF(ISERROR(IF(BJ161>BB156,BD156,BH144+((BJ161-BG144)/(BG145-BG144)*(BH145-BH144))))=TRUE,0,(IF(BJ161>BB156,BD156,BH144+((BJ161-BG144)/(BG145-BG144)*(BH145-BH144)))))","v":0},{"$f":"IF(ISERROR(IF(BK161>BB156,BD156,BH141+((BK161-BG141)/(BG142-BG141)*(BH142-BH141))))=TRUE,0,(IF(BK161>BB156,BD156,BH141+((BK161-BG141)/(BG142-BG141)*(BH142-BH141)))))","v":0},{"$f":"BL161+((100-BL161)*($AU161/100))","v":0},{"$f":"BM161+((100-BM161)*($AU161/100))","v":0},{"$f":"BN161+((100-BN161)*($AU161/100))","v":0},{"$f":"BO161+((100-BO161)*($AU161/100))","v":0},{"$f":"BP161+((100-BP161)*($AU161/100))","v":0},{"$f":"BL161+((100-BL161)*($AV161/100))","v":0},{"$f":"BM161+((100-BM161)*($AV161/100))","v":0},{"$f":"BN161+((100-BN161)*($AV161/100))","v":0},{"$f":"BO161+((100-BO161)*($AV161/100))","v":0},{"$f":"BP161+((100-BP161)*($AV161/100))","v":0},{"$f":"(BL161*($AZ161/100)+((100-BL161)*($AX161/100)))","v":10},{"$f":"(BM161*($AZ161/100)+((100-BM161)*($AX161/100)))","v":10},{"$f":"(BN161*($AZ161/100)+((100-BN161)*($AX161/100)))","v":10},{"$f":"(BO161*($AZ161/100)+((100-BO161)*($AX161/100)))","v":10},{"$f":"(BP161*($AZ161/100)+((100-BP161)*($AX161/100)))","v":10},{"$f":"(BL161*($BA161/100)+((100-BL161)*($AY161/100)))","v":5},{"$f":"(BM161*($BA161/100)+((100-BM161)*($AY161/100)))","v":5},{"$f":"(BN161*($BA161/100)+((100-BN161)*($AY161/100)))","v":5},{"$f":"(BO161*($BA161/100)+((100-BO161)*($AY161/100)))","v":5},{"$f":"(BP161*($BA161/100)+((100-BP161)*($AY161/100)))","v":5},{"$f":"BQ161","v":0},{"$f":"BR161","v":0},{"$f":"BS161","v":0},{"$f":"BT161","v":0},{"$f":"BU161","v":0},{"$f":"BV161","v":0},{"$f":"BW161","v":0},{"$f":"BX161","v":0},{"$f":"BY161","v":0},{"$f":"BZ161","v":0},{"$f":"IF($I$10<10,0,IF($I$19=\"Nitrogen\",CK161,CP161))","v":0},{"$f":"IF($I$10<10,0,IF($I$19=\"Nitrogen\",CL161,CQ161))","v":0},{"$f":"IF($I$10<10,0,IF($I$19=\"Nitrogen\",CM161,CR161))","v":0},{"$f":"IF($I$10<10,0,IF($I$19=\"Nitrogen\",CN161,CS161))","v":0},{"$f":"IF($I$10<10,0,IF($I$19=\"Nitrogen\",CO161,CT161))","v":0}]
[null,null,null,null,null,null,null,null,null,null,null,null,null,null,null,null,null,null,null,null,null,null,null,null,null,null,null,null,null,null,null,null,null,null,null,null,"N:",{"$f":"IF(ISERROR(IF(AR167>AQ156,AS156,AR160+((AR167-AQ160)/(AQ161-AQ160)*(AR161-AR160))))=TRUE,0,(IF(AR167>AQ156,AS156,AR160+((AR167-AQ160)/(AQ161-AQ160)*(AR161-AR160)))))","v":0},{"$f":"(AL162*(AH163/100)+((100-AL162)*(AH150/100)))","v":0},null,null,null,null,null,null,null,{"$f":"IF($AU$159<2,0,(AZ162+((AX162-AZ162)/($AX$159-$AZ$159)*($AU$159-$AZ$159))))","v":0},{"$f":"IF($AU$159<2,0,(BA162+((AY162-BA162)/($AX$159-$AZ$159)*($AU$159-$AZ$159))))","v":0},13,11,6,{"$f":"AZ161+2","v":52},{"$f":"BA161+3","v":28},65,32.5,21.666666666666668,16.25,13,{"$f":"(($AW162*$I$12*$I$14)/(BB162+$AW162))*12","v":0},0,0,0,0,{"$f":"BL161","v":0},{"$f":"BM161","v":0},{"$f":"BN161","v":0},{"$f":"BO161","v":0},{"$f":"BP161","v":0},{"$f":"BL162+((100-BL162)*($AU162/100))","v":0},{"$f":"BM162+((100-BM162)*($AU162/100))","v":0},0,0,0,{"$f":"BL162+((100-BL162)*($AV162/100))","v":0},0,0,0,0,{"$f":"(BL162*($AZ162/100)+((100-BL162)*($AX162/100)))","v":11},11,11,11,11,{"$f":"(BL162*($BA162/100)+((100-BL162)*($AY162/100)))","v":6},6,6,6,6,{"$f":"BQ162","v":0},0,0,0,0,{"$f":"BV162","v":0},0,0,0,0,{"$f":"IF($I$10<10,0,IF($I$19=\"Nitrogen\",CK162,CP162))","v":0},0,0,0,0]
[null,null,null,null,null,null,null,null,null,null,null,null,null,null,null,null,null,null,null,null,null,null,null,null,null,null,null,null,null,null,null,null,{"$f":"AF153","v":0},{"$f":"IF(AG163<10,0,(AH160+((AH161-AH160)/(AG161-AG160)*(AG163-AG160))))","v":0},{"$f":"IF(AG163<10,0,(AI160+((AI161-AI160)/(AG161-AG160)*(AG163-AG160))))","v":0},null,"P:",{"$f":"IF(ISERROR(IF(AR167>AQ156,AS156,AR160+((AR167-AQ160)/(AQ161-AQ160)*(AR161-AR160))))=TRUE,0,(IF(AR167>AQ156,AS156,AR160+((AR167-AQ160)/(AQ161-AQ160)*(AR161-AR160)))))","v":0},{"$f":"(AL163*(AI163/100))+((100-AL163)*(AI150/100))","v":0},null,null,0.16,null,"Area:",{"$f":"(($I$11)*($I$10+$I$13)/43560)","v":0},null,0,0,16,12,7,{"$f":"AZ162+2","v":54},{"$f":"BA162+3","v":31},80,40,26.666666666666668,20,16,{"$f":"(($AW163*$I$12*$I$14)/(BB163+$AW163))*12","v":0},0,0,0,0,{"$f":"BL162","v":0},0,0,0,0,0,0,0,0,0,0,0,0,0,0,12,12,12,12,12,7.0000000000000009,7.0000000000000009,7.0000000000000009,7.0000000000000009,7.0000000000000009,0,0,0,0,0,0,0,0,0,0,0,0,0,0,0]
[null,null,null,null,null,null,null,null,null,null,null,null,null,null,null,null,null,null,null,null,null,null,null,null,null,null,null,null,null,null,null,null,null,null,null,null,null,null,null,null,null,0.2,null,"Detention","Nitrogen",null,0,0,19,13,8,{"$f":"AZ163+2","v":56},{"$f":"BA163+3","v":34},95,47.5,31.666666666666668,23.75,19,0,0,0,0,0,0,0,0,0,0,0,0,0,0,0,0,0,0,0,0,13,13,13,13,13,8,8,8,8,8,0,0,0,0,0,0,0,0,0,0,0,0,0,0,0]
[null,null,null,null,null,null,null,null,null,null,null,null,null,null,null,null,null,null,null,null,null,null,null,null,null,null,null,null,null,null,null,"ERROR MESSAGE:",null,{"$f":"$I$7","v":0},{"$f":"AH165*0.99","v":0},{"$f":"AH165*1.01","v":0},{"$f":"((($I$11*($I$10+$I$13))/43560))","v":0},null,null,null,null,0.25,null,"Retention","Phosphorus",null,0,0,22,14,9,{"$f":"AZ164+2","v":58},{"$f":"BA164+3","v":37},110,55,36.666666666666671,27.5,22,0,0,0,0,0,0,0,0,0,0,0,0,0,0,0,0,0,0,0,0,14.000000000000002,14.000000000000002,14.000000000000002,14.000000000000002,14.000000000000002,9,9,9,9,9,0,0,0,0,0,0,0,0,0,0,0,0,0,0,0]
[null,null,null,null,null,null,null,null,null,null,null,null,null,null,null,null,null,null,null,null,null,null,null,null,null,null,null,null,null,null,null,null,null,null,null,null,null,null,null,null,null,{"$f":"($I$10*$I$12*$I$14)","v":0},"cf",null,null,null,0,0,25,15,10,60,40,125,62.5,41.666666666666671,31.25,25,0,0,0,0,0,0,0,0,0,0,0,0,0,0,0,0,0,0,0,0,15,15,15,15,15,10,10,10,10,10,0,0,0,0,0,0,0,0,0,0,0,0,0,0,0]
[null,null,null,null,null,null,null,null,null,null,null,null,null,null,null,null,null,null,null,null,null,null,null,null,null,null,null,null,null,null,null,{"$f":"IF(I10<10,\"THE VEGETATED NATURAL BUFFER WIDTH SHOULD BE MORE THAN 10 FEET\",0)","v":"THE VEGETATED NATURAL BUFFER WIDTH SHOULD BE MORE THAN 10 FEET"},null,null,null,null,null,null,null,null,null,{"$f":"($AP$29/($I$10+$I$13))*12","v":{"$error":"#DIV/0!"}},"in",{"$f":"AP167","v":{"$error":"#DIV/0!"}},"in",null,0,0,30,{"$f":"AX166+2","v":17},{"$f":"AY166+1","v":11},61,{"$f":"BA166+3","v":43},150,75,50,37.5,30,0,0,0,0,0,0,0,0,0,0,0,0,0,0,0,0,0,0,0,0,17,17,17,17,17,11,11,11,11,11,0,0,0,0,0,0,0,0,0,0,0,0,0,0,0]
[null,null,null,null,null,null,null,null,null,null,null,null,null,null,null,null,null,null,null,null,null,null,null,null,null,null,null,null,null,null,null,{"$f":"IF(AND(AK165>AI165,AK165<AJ165)=TRUE,0,\"THE DIMENSIONS OF THE BUFFER AND AREA DRAINING TO THE BUFFER DO NOT MATCH THE AREA SPECIFIED IN THE PRE- AND POST-DEVELOPMENT WATERSHED CHARACTERISTICS TAB. PLEASE REVISE.\")","v":"THE DIMENSIONS OF THE BUFFER AND AREA DRAINING TO THE BUFFER DO NOT MATCH THE AREA SPECIFIED IN THE PRE- AND POST-DEVELOPMENT WATERSHED CHARACTERISTICS TAB. PLEASE REVISE."},null,null,null,null,null,null,null,null,null,null,null,null,null,null,0,0,35,{"$f":"AX167+2","v":19},12,62,{"$f":"BA167+3","v":46},175,87.5,58.333333333333336,43.75,35,0,0,0,0,0,0,0,0,0,0,0,0,0,0,0,0,0,0,0,0,19,19,19,19,19,12,12,12,12,12,0,0,0,0,0,0,0,0,0,0,0,0,0,0,0]
[null,null,null,null,null,null,null,null,null,null,null,null,null,null,null,null,null,null,null,null,null,null,null,null,null,null,null,null,null,null,null,null,null,null,"TN","TP",null,null,null,null,null,null,null,null,null,null,0,0,40,{"$f":"AX168+2","v":21},13,63,{"$f":"BA168+3","v":49},200,100,66.666666666666671,50,40,0,0,0,0,0,{"$f":"BL168","v":0},0,0,0,0,0,0,0,0,0,0,0,0,0,0,21,21,21,21,21,13,13,13,13,13,0,0,0,0,0,0,0,0,0,0,0,0,0,0,0]
[null,null,null,null,null,null,null,null,null,null,null,null,null,null,null,null,null,null,null,null,null,null,null,null,null,null,null,null,null,null,null,null,null,2,{"$f":"AH163","v":0},{"$f":"AI163","v":0},null,null,null,null,null,null,null,null,null,null,0,0,45,{"$f":"AX169+2","v":23},14,64,{"$f":"BA169+3","v":52},225,112.5,75,56.25,45,0,0,0,0,0,0,0,0,0,0,0,0,0,0,0,0,0,0,0,0,23,23,23,23,23,14.000000000000002,14.000000000000002,14.000000000000002,14.000000000000002,14.000000000000002,0,0,0,0,0,0,0,0,0,0,0,0,0,0,0]
[null,null,null,null,null,null,null,null,null,null,null,null,null,null,null,null,null,null,null,null,null,null,null,null,null,null,null,null,null,null,null,null,null,6,{"$f":"AH150","v":0},{"$f":"AI150","v":0},null,null,null,null,null,null,null,null,null,null,0,0,50,25,15,65,55,250,125,83.333333333333343,62.5,50,0,0,0,0,0,0,0,0,0,0,0,0,0,0,0,0,0,0,0,0,25,25,25,25,25,15,15,15,15,15,0,0,0,0,0,0,0,0,0,0,0,0,0,0,0]
[null,null,null,null,null,null,null,null,null,null,null,null,null,null,null,null,null,null,null,null,null,null,null,null,null,null,null,null,null,null,null,null,null,null,null,null,null,"N","P",null,null,null,null,null,null,null,0,0,60,{"$f":"AX171+4","v":29},{"$f":"AY171+2","v":17},67,{"$f":"BA171+1","v":56},300,150,100,75,60,0,0,0,0,0,0,0,0,0,0,0,0,0,0,0,0,0,0,0,0,28.999999999999996,28.999999999999996,28.999999999999996,28.999999999999996,28.999999999999996,17,17,17,17,17,0,0,0,0,0,0,0,0,0,0,0,0,{"$f":"IF($I$10<10,0,IF($I$19=\"Nitrogen\",CM172,CR172))","v":0},0,0]
[null,null,null,null,null,null,null,null,null,null,null,null,null,null,null,null,null,null,null,null,null,null,null,null,null,null,null,null,null,null,null,null,null,null,{"$f":"IF(I15<2,0,(AI170+((AI171-AI170)/(AH171-AH170)*(I15-AH170))))","v":0},{"$f":"IF(I15<2,0,(AJ170+((AJ171-AJ170)/(AH171-AH170)*(I15-AH170))))","v":0},null,{"$f":"AI175+(100-AI175)*(AI173/100)","v":0},{"$f":"AI175+(100-AI175)*(AJ173/100)","v":0},null,null,null,null,null,null,null,0,0,70,{"$f":"AX172+4","v":33},19,69,{"$f":"BA172+1","v":57},350,175,116.66666666666667,87.5,70,0,0,0,0,0,0,0,0,0,0,0,0,0,0,0,0,0,0,0,0,33,33,33,33,33,19,19,19,19,19,0,0,0,0,0,0,0,0,0,0,0,0,{"$f":"IF($I$10<10,0,IF($I$19=\"Nitrogen\",CM173,CR173))","v":0},0,0]
[null,null,null,null,null,null,null,null,null,null,null,null,null,null,null,null,null,null,null,null,null,null,null,null,null,null,null,null,null,null,null,null,null,null,null,null,"Mass Leaving [kg/yr]",{"$f":"IF(I16=0,0,(1-AL173/100)*'Watershed Characteristics'!T64)","v":0},{"$f":"IF(I16=0,0,(1-AM173/100)*'Watershed Characteristics'!T65)","v":0},null,null,null,null,null,null,null,0,0,80,{"$f":"AX173+4","v":37},21,71,{"$f":"BA173+1","v":58},400,200,133.33333333333334,100,80,0,0,0,0,0,0,0,0,0,0,0,0,0,0,0,0,0,0,0,0,37,37,37,37,37,21,21,21,21,21,0,0,0,0,0,0,0,0,0,0,0,0,0,0,0]
[null,null,null,null,null,null,null,null,null,null,null,null,null,null,null,null,null,null,null,null,null,null,null,null,null,null,null,null,null,null,null,null,null,null,{"$f":"AL149","v":0},null,null,null,null,null,null,null,null,null,null,null,0,0,90,{"$f":"AX174+4","v":41},23,73,{"$f":"BA174+1","v":59},450,225,150,112.5,90,0,0,0,0,0,0,0,0,0,0,0,0,0,0,0,0,0,0,0,0,41,41,41,41,41,23,23,23,23,23,0,0,0,0,0,0,0,0,0,0,0,0,0,0,0]
[null,null,null,null,null,null,null,null,null,null,null,null,null,null,null,null,null,null,null,null,null,null,null,null,null,null,null,null,null,null,null,null,null,null,null,null,null,null,null,null,null,null,null,null,null,null,0,0,100,45,25,75,60,500,250,166.66666666666669,125,100,0,0,0,0,0,0,0,0,0,0,0,0,0,0,0,0,0,0,0,0,45,45,45,45,45,25,25,25,25,25,0,0,0,0,0,0,0,0,0,0,0,0,0,0,0]
[null,null,null,null,null,null,null,null,null,null,null,null,null,null,null,null,null,null,null,null,null,null,null,null,null,null,null,null,null,null,null,null,null,null,null,null,null,null,null,null,null,null,null,null,null,null,0,0,150,{"$f":"AX176+3","v":48},{"$f":"AY176+8","v":33},{"$f":"AZ176+3","v":78},{"$f":"BA176+1","v":61},750,{"$f":"$AW177/BC$160","v":375},250,187.5,150,0,0,0,0,0,0,0,0,0,0,0,0,0,0,0,0,0,0,0,0,48,48,48,48,48,33,33,33,33,33,0,0,0,0,0,0,0,0,0,0,0,0,0,0,0]
[null,null,null,null,null,null,null,null,null,null,null,null,null,null,null,null,null,null,null,null,null,null,null,null,null,null,null,null,null,null,null,null,null,null,null,null,null,null,null,null,null,null,null,null,null,null,0,0,200,{"$f":"AX177+3","v":51},{"$f":"AY177+8","v":41},{"$f":"AZ177+3","v":81},{"$f":"BA177+1","v":62},1000,500,333.33333333333337,250,200,0,0,0,0,0,0,0,0,0,0,0,0,0,0,0,0,0,0,0,0,51,51,51,51,51,41,41,41,41,41,0,0,0,0,0,0,0,0,0,0,0,0,0,0,0]
[null,null,null,null,null,null,null,null,null,null,null,null,null,null,null,null,null,null,null,null,null,null,null,null,null,null,null,null,null,null,null,null,null,null,null,null,null,null,null,null,null,null,null,null,null,null,0,0,250,{"$f":"AX178+3","v":54},{"$f":"AY178+8","v":49},{"$f":"AZ178+3","v":84},{"$f":"BA178+1","v":63},1250,625,416.66666666666669,312.5,250,0,0,0,0,0,{"$f":"BL178","v":0},0,0,0,0,0,0,0,0,0,0,0,0,0,0,54,54,54,54,54,49,49,49,49,49,0,0,0,0,0,0,0,0,0,0,0,0,0,0,0]
[null,null,null,null,null,null,null,null,null,null,null,null,null,null,null,null,null,null,null,null,null,null,null,null,null,null,null,null,null,null,null,null,null,null,null,null,null,null,null,null,null,null,null,null,null,null,0,0,300,{"$f":"AX179+3","v":57},{"$f":"AY179+8","v":57},{"$f":"AZ179+3","v":87},{"$f":"BA179+1","v":64},1500,750,500,375,300,0,0,0,0,0,0,0,0,0,0,0,0,0,0,0,0,0,0,0,0,56.999999999999993,56.999999999999993,56.999999999999993,56.999999999999993,56.999999999999993,56.999999999999993,56.999999999999993,56.999999999999993,56.999999999999993,56.999999999999993,0,0,0,0,0,0,0,0,0,0,0,0,0,0,0]
[null,null,null,null,null,null,null,null,null,null,null,null,null,null,null,null,null,null,null,null,null,null,null,null,null,null,null,null,null,null,null,null,null,null,null,null,null,null,null,null,null,null,null,null,null,null,0,0,350,60,65,90,65,1750,875,583.33333333333337,437.5,350,0,0,0,0,0,0,0,0,0,0,0,0,0,0,0,0,0,0,0,0,60,60,60,60,60,65,65,65,65,65,0,0,0,0,0,0,0,0,0,0,0,0,0,0,0]

{"sheet":"Vegetated Filter Strip","index":17,"n_rows":179,"n_cols":101,"rows_kept":179,"cut":false,"hidden":false,"merged":[[21,49,21,50],[21,51,21,55],[25,24,25,27],[17,1,17,3],[20,9,23,10],[24,9,44,10],[20,1,44,8],[20,11,42,19],[20,24,20,27],[43,11,44,19],[18,6,18,9],[3,5,4,10],[3,1,4,4],[1,11,1,15],[1,16,1,19],[1,1,2,9],[1,10,2,10],[1,24,1,25],[5,11,9,19],[29,29,29,38],[21,47,21,48],[21,44,21,45],[1,26,1,27],[1,37,1,38],[1,39,1,40],[2,11,2,15],[2,16,2,19],[13,11,14,19],[15,11,19,19],[46,24,46,25],[46,26,46,27],[46,37,46,38],[46,39,46,40],[65,24,65,27],[66,44,66,45],[66,47,66,48],[66,49,66,50],[66,51,66,55],[70,24,70,27],[111,51,111,55],[74,29,74,38],[91,24,91,25],[91,26,91,27],[91,37,91,38],[91,39,91,40],[136,37,136,38],[110,24,110,27],[111,44,111,45],[111,47,111,48],[111,49,111,50],[156,51,156,55],[160,24,160,27],[164,29,164,38],[0,23,0,36],[45,23,45,36],[90,23,90,36],[135,23,135,36],[136,39,136,40],[155,24,155,27],[156,44,156,45],[156,47,156,48],[156,49,156,50],[115,24,115,27],[119,29,119,38],[136,24,136,25],[136,26,136,27],[108,10,108,11],[53,11,53,12],[72,9,72,12],[73,10,73,11],[78,10,78,11],[83,10,83,11],[88,10,88,11],[93,10,93,11],[98,10,98,11],[103,10,103,11]]}
[null,null,null,null,null,null,null,null,null,null,null,null,null,null,null,null,null,null,null,null,null,null,null,"Catch 1",null,null,null,null,null,null,null,null,null,null,null,null,null,"Treatment efficiency as a function of the retention depth for specified watershed characteristics:"]
[null,"VEGETATED FILTER STRIP (VFS): Used when natural soils are other than type A",null,null,null,null,null,null,null,null,{"$f":"'General Site Information'!G2:G3","v":"V 7.6"},"Blue Numbers = ",null,null,null,null,"Input data",null,null,null,null,null,null,{"$f":"MAX(S11:S12)","v":0},"Retention Amount:",null,"Efficiency Provided:",null,null,"Buffer - 6%:",null,null,null,null,null,null,null,"Retention Amount:",null,"Efficiency Provided:",null,null,null,null,null,null,null,null,null,null,null,"Retention Amount:",null,"Efficiency Provided:"]
[null,null,null,null,null,null,null,null,null,null,null,"Red Numbers =",null,null,null,null,"Calculated or Carryover",null,null,null,null,null,null,null,0,0,null,0,null,{"$f":"$G$10","v":0},"BW:","TN:","TP:",null,null,null,null,0,0,null,0,null,null,null,null,null,0,0,0,0,0,0,null,0]
[null,"VEGETATED FILTER STRIP SERVING: ",null,null,null,{"$f":"IF('General Site Information'!J5=\"\",\"\",'General Site Information'!J5)","v":""},null,null,null,null,null,null,null,null,null,null,null,null,null,null,null,null,null,null,{"$f":"IF(IF($AB4>=$X$2,1,0)>0,Y3+1,IF($AB4>=$X$2,1,0))","v":{"$error":"#REF!"}},0.25,null,{"$f":"'Retention Basin'!AB4","v":{"$error":"#REF!"}},null,0,10,10,5,null,null,null,null,{"$f":"IF(IF(AM4>$AA$36,1,0)>0,AL3+1,IF(AM4>=$AA$36,1,0))","v":{"$error":"#DIV/0!"}},0.25,null,{"$f":"'Stormwater Treatment Analysis'!$AC$54","v":{"$error":"#REF!"}},null,null,null,null,null,{"$f":"IF(IF($AZ4>BE24,1,0)>0,AU3+1,IF($AZ4>=BE24,1,0))","v":1},{"$f":"IF(IF($AZ4>BF24,1,0)>0,AV3+1,IF($AZ4>=BF24,1,0))","v":1},1,1,1,0.25,null,{"$f":"'Stormwater Treatment Analysis'!$AC$54","v":{"$error":"#REF!"}},null,null,{"$f":"VLOOKUP(0,AY3:BB19,2)","v":0},{"$f":"VLOOKUP(0,AY3:BB19,4)","v":0}]
[null,null,null,null,null,null,null,null,null,null,null,null,null,null,null,null,null,null,null,null,null,null,null,null,{"$f":"IF(IF($AB5>=$X$2,1,0)>0,Y4+1,IF($AB5>=$X$2,1,0))","v":{"$error":"#REF!"}},0.5,null,{"$f":"'Retention Basin'!AB5","v":{"$error":"#REF!"}},null,{"$f":"IF(IF(AE5>$AD$3,1,0)>0,AD4+1,IF(AE5>=$AD$3,1,0))","v":1},25,15,10,null,null,null,null,{"$error":"#DIV/0!"},0.5,null,{"$f":"'Stormwater Treatment Analysis'!$AC$75","v":{"$error":"#REF!"}},null,null,null,null,null,{"$f":"IF(IF($AZ5>BE25,1,0)>0,AU4+1,IF($AZ5>=BE25,1,0))","v":2},2,2,2,2,0.5,null,{"$f":"'Stormwater Treatment Analysis'!$AC$75","v":{"$error":"#REF!"}},null,null,{"$f":"VLOOKUP(1,AY3:BB19,2)","v":0.25},{"$f":"VLOOKUP(1,AY3:BB19,4)","v":{"$error":"#REF!"}}]
[null,"Loadings from BMP area are contained by the BMP, thus no BMP area load.",null,null,null,null,"Catchment 1","Catchment 2","Catchment3","Catchment 4",null,"REQUIRED REMAINING TREATMENT EFFICIENCIES OF TREATMENT SYSTEM IN SERIES WITH VFS. USE FOR SIZING OF TREATMENT SYSTEM IN SERIES WITH VFS. ",null,null,null,null,null,null,null,null,null,null,null,null,{"$error":"#REF!"},0.75,null,{"$f":"'Retention Basin'!AB6","v":{"$error":"#REF!"}},null,{"$f":"IF(IF(AE6>$AD$3,1,0)>0,AD5+1,IF(AE6>=$AD$3,1,0))","v":2},50,25,15,null,null,null,null,{"$error":"#DIV/0!"},0.75,null,{"$f":"'Stormwater Treatment Analysis'!$AC$96","v":{"$error":"#REF!"}},null,null,null,null,null,{"$f":"IF(IF($AZ6>BE26,1,0)>0,AU5+1,IF($AZ6>=BE26,1,0))","v":3},3,3,3,3,0.75,null,{"$f":"'Stormwater Treatment Analysis'!$AC$96","v":{"$error":"#REF!"}}]
[null,"Contributing catchment area:",null,null,null,null,{"$f":"'Watershed Characteristics'!$G$15-'Watershed Characteristics'!$G$20","v":0},{"$f":"'Watershed Characteristics'!$G$30-'Watershed Characteristics'!$G$35","v":0},{"$f":"'Watershed Characteristics'!$G$45-'Watershed Characteristics'!$G$50","v":0},{"$f":"'Watershed Characteristics'!$G$60-'Watershed Characteristics'!$G$65","v":0},"ac",null,null,null,null,null,null,null,null,null,null,null,null,null,{"$error":"#REF!"},1,null,{"$f":"'Retention Basin'!AB7","v":{"$error":"#REF!"}},null,{"$f":"IF(IF(AE7>$AD$3,1,0)>0,AD6+1,IF(AE7>=$AD$3,1,0))","v":3},100,45,25,null,null,null,null,{"$error":"#DIV/0!"},1,null,{"$f":"'Stormwater Treatment Analysis'!$AC$117","v":{"$error":"#REF!"}},null,null,null,null,null,{"$f":"IF(IF($AZ7>BE27,1,0)>0,AU6+1,IF($AZ7>=BE27,1,0))","v":4},4,4,4,4,1,null,{"$f":"'Stormwater Treatment Analysis'!$AC$117","v":{"$error":"#REF!"}},null,null,{"$f":"VLOOKUP(0,AX3:BB19,3)","v":0},{"$f":"VLOOKUP(0,AX3:BB19,5)","v":0},null,null,{"$f":"'Media Mixes'!$B$2","v":"MIX:"},"TN(%)","TP(%)"]
[null,"Required treatment efficiency (Nitrogen):",null,null,null,null,{"$f":"IFERROR('Watershed Characteristics'!$AE$46,\"\")","v":""},{"$f":"IFERROR('Watershed Characteristics'!$AE$47,\"\")","v":""},{"$f":"IFERROR('Watershed Characteristics'!$AE$48,\"\")","v":""},{"$f":"IFERROR('Watershed Characteristics'!$AE$49,\"\")","v":""},"%",null,null,null,null,null,null,null,null,null,null,null,null,null,{"$f":"IF(IF($AB8>=$X$2,1,0)>0,Y7+1,IF($AB8>=$X$2,1,0))","v":{"$error":"#REF!"}},1.25,null,{"$f":"'Retention Basin'!AB8","v":{"$error":"#REF!"}},null,{"$f":"IF(IF(AE8>$AD$3,1,0)>0,AD7+1,IF(AE8>=$AD$3,1,0))","v":4},350,60,65,null,null,null,null,{"$error":"#DIV/0!"},1.25,null,{"$f":"'Stormwater Treatment Analysis'!$AC$138","v":{"$error":"#REF!"}},null,null,null,null,null,5,{"$f":"IF(IF($AZ8>BF28,1,0)>0,AV7+1,IF($AZ8>=BF28,1,0))","v":5},5,5,5,1.25,null,{"$f":"'Stormwater Treatment Analysis'!$AC$138","v":{"$error":"#REF!"}},null,null,{"$f":"VLOOKUP(1,AX3:BB19,3)","v":0.25},{"$f":"VLOOKUP(1,AX3:BB19,5)","v":{"$error":"#REF!"}},null,null,{"$f":"'Media Mixes'!$B$3","v":"B&G ECT"},{"$f":"'Media Mixes'!$C$3","v":55},{"$f":"'Media Mixes'!$D$3","v":65}]
[null,"Required treatment efficiency (Phosphorus):",null,null,null,null,{"$f":"IFERROR('Watershed Characteristics'!$AF$46,\"\")","v":""},{"$f":"IFERROR('Watershed Characteristics'!$AF$47,\"\")","v":""},{"$f":"IFERROR('Watershed Characteristics'!$AF$48,\"\")","v":""},{"$f":"IFERROR('Watershed Characteristics'!$AF$49,\"\")","v":""},"%",null,null,null,null,null,null,null,null,null,null,null,null,null,{"$error":"#REF!"},1.5,null,{"$f":"'Retention Basin'!AB9","v":{"$error":"#REF!"}},null,null,null,null,null,null,null,null,null,{"$error":"#DIV/0!"},1.5,null,{"$f":"'Stormwater Treatment Analysis'!$AC$159","v":{"$error":"#REF!"}},null,null,null,null,null,6,6,6,6,6,1.5,null,{"$f":"'Stormwater Treatment Analysis'!$AC$159","v":{"$error":"#REF!"}},null,null,null,null,null,null,{"$f":"'Media Mixes'!$B$4","v":"B&G OTE"},{"$f":"'Media Mixes'!$C$4","v":45},{"$f":"'Media Mixes'!$D$4","v":45}]
[null,"Vegetated Filter Strip width (10 to 350 feet):",null,null,null,null,null,null,null,null,"ft",null,null,null,null,null,null,null,null,null,null,null,null,null,{"$error":"#REF!"},1.75,null,{"$f":"'Retention Basin'!AB10","v":{"$error":"#REF!"}},null,0,{"$f":"VLOOKUP(0,AD4:AG8,2)","v":10},{"$f":"VLOOKUP(AD10,AD4:AG8,3)","v":10},{"$f":"VLOOKUP(AD10,AD4:AG8,4)","v":5},null,null,null,null,{"$error":"#DIV/0!"},1.75,null,{"$f":"'Stormwater Treatment Analysis'!$AC$180","v":{"$error":"#REF!"}},null,null,null,null,null,7,7,7,7,7,1.75,null,{"$f":"'Stormwater Treatment Analysis'!$AC$180","v":{"$error":"#REF!"}},null,null,{"$f":"VLOOKUP(0,AW3:BB19,4)","v":0},{"$f":"VLOOKUP(0,AW3:BB19,6)","v":0},null,null,{"$f":"'Media Mixes'!$B$5","v":"B&G ECT3"},{"$f":"'Media Mixes'!$C$5","v":25},{"$f":"'Media Mixes'!$D$5","v":25}]
[null,"Vegetated Filter Strip length:",null,null,null,null,null,null,null,null,"ft","Remaining treatment efficiency needed (Nitrogen):",null,null,null,null,null,null,{"$f":"IF(ISERROR(IF(((($G$8/100)-($G$16/100))/(1-($G$16/100))*100)<0,0,((($G$8/100)-($G$16/100))/(1-($G$16/100))*100)))=TRUE,0,(IF(((($G$8/100)-($G$16/100))/(1-($G$16/100))*100)<0,0,((($G$8/100)-($G$16/100))/(1-($G$16/100))*100))))","v":0},"%",null,null,null,null,{"$error":"#REF!"},2,null,{"$f":"'Retention Basin'!AB11","v":{"$error":"#REF!"}},null,1,{"$f":"VLOOKUP(AD11,AD4:AG8,2)","v":25},{"$f":"VLOOKUP(AD11,AD4:AG8,3)","v":15},{"$f":"VLOOKUP(AD11,AD4:AG8,4)","v":10},null,"Retention:","R","F",{"$error":"#DIV/0!"},2,null,{"$f":"'Stormwater Treatment Analysis'!$AC$201","v":{"$error":"#REF!"}},null,null,null,null,null,8,8,8,8,8,2,null,{"$f":"'Stormwater Treatment Analysis'!$AC$201","v":{"$error":"#REF!"}},null,null,{"$f":"VLOOKUP(1,AW3:BB19,4)","v":0.25},{"$f":"VLOOKUP(1,AW3:BB19,6)","v":{"$error":"#REF!"}},null,null,{"$f":"'Media Mixes'!$B$6","v":"SAT"},{"$f":"'Media Mixes'!$C$6","v":30},{"$f":"'Media Mixes'!$D$6","v":60}]
[null,"Vegetated Filter Strip storage depth not greater than 1 foot:",null,null,null,null,null,null,null,null,"ft","Remaining treatment efficiency needed (Phosphorus):",null,null,null,null,null,null,{"$f":"IF(ISERROR(IF(((($G$9/100)-($G$17/100))/(1-($G$17/100))*100)<0,0,((($G$9/100)-($G$17/100))/(1-($G$17/100))*100)))=TRUE,0,(IF(((($G$9/100)-($G$17/100))/(1-($G$17/100))*100)<0,0,((($G$9/100)-($G$17/100))/(1-($G$17/100))*100))))","v":0},"%",null,null,null,null,{"$error":"#REF!"},2.25,null,{"$f":"'Retention Basin'!AB12","v":{"$error":"#REF!"}},null,null,null,null,null,null,"N:",{"$f":"IF(ISERROR(IF(AA36>AM19,AO19,AA28+((AA36-Z28)/(Z29-Z28)*(AA29-AA28))))=TRUE,0,(IF(AA36>AM19,AO19,AA28+((AA36-Z28)/(Z29-Z28)*(AA29-AA28)))))","v":0},{"$f":"AJ12+((100-AJ12)*(AF13/100))","v":0},{"$error":"#DIV/0!"},2.25,null,{"$f":"'Stormwater Treatment Analysis'!$AC$222","v":{"$error":"#REF!"}},null,null,null,null,null,9,9,9,9,9,2.25,null,{"$f":"'Stormwater Treatment Analysis'!$AC$222","v":{"$error":"#REF!"}},null,null,null,null,null,null,{"$f":"'Media Mixes'!$B$7","v":"B&G CTS12"},{"$f":"'Media Mixes'!$C$7","v":60},{"$f":"'Media Mixes'!$D$7","v":90}]
[null,"Width of the impervious area feeding the buffer:",null,null,null,null,null,null,null,null,"ft",null,null,null,null,null,null,null,null,null,null,null,null,null,{"$error":"#REF!"},2.5,null,{"$f":"'Retention Basin'!AB13","v":{"$error":"#REF!"}},null,null,{"$f":"AD3","v":0},{"$f":"IF(AE13<10,0,(AF10+((AF11-AF10)/(AE11-AE10)*(AE13-AE10))))","v":0},{"$f":"IF(AE13<10,0,(AG10+((AG11-AG10)/(AE11-AE10)*(AE13-AE10))))","v":0},null,"P:",{"$f":"IF(ISERROR(IF(AA36>AM19,AO19,AA28+((AA36-Z28)/(Z29-Z28)*(AA29-AA28))))=TRUE,0,(IF(AA36>AM19,AO19,AA28+((AA36-Z28)/(Z29-Z28)*(AA29-AA28)))))","v":0},{"$f":"AJ13+((100-AJ13)*(AG13/100))","v":0},{"$error":"#DIV/0!"},2.5,null,{"$f":"'Stormwater Treatment Analysis'!$AC$243","v":{"$error":"#REF!"}},null,null,null,null,null,10,10,10,10,10,2.5,null,{"$f":"'Stormwater Treatment Analysis'!$AC$243","v":{"$error":"#REF!"}},null,null,{"$f":"VLOOKUP(0,AV3:BB19,5)","v":0},{"$f":"VLOOKUP(0,AV3:BB19,7)","v":0},null,null,{"$f":"'Media Mixes'!$B$8","v":"UDM*"},{"$f":"'Media Mixes'!$C$8","v":0},{"$f":"'Media Mixes'!$D$8","v":0}]
[null,"Water storage capacity of the soil:",null,null,null,null,null,null,null,null,"in/in",null,null,null,null,null,null,null,null,null,null,null,null,null,{"$error":"#REF!"},2.75,null,{"$f":"'Retention Basin'!AB14","v":{"$error":"#REF!"}},null,null,null,null,null,null,null,null,null,{"$error":"#DIV/0!"},2.75,null,{"$f":"'Stormwater Treatment Analysis'!$AC$264","v":{"$error":"#REF!"}},null,null,null,null,null,11,11,11,11,11,2.75,null,{"$f":"'Stormwater Treatment Analysis'!$AC$264","v":{"$error":"#REF!"}},null,null,{"$f":"VLOOKUP(1,AV3:BB19,5)","v":0.25},{"$f":"VLOOKUP(1,AV3:BB19,7)","v":{"$error":"#REF!"}}]
[null,"What is the slope of the VFS width (2-6% with no collector trench or swale)?",null,null,null,null,null,null,null,null,"%",null,null,null,null,null,null,null,null,null,null,null,null,null,{"$error":"#REF!"},3,null,{"$f":"'Retention Basin'!AB15","v":{"$error":"#REF!"}},null,"Buffer - 2%:",null,null,null,null,null,null,null,{"$error":"#DIV/0!"},3,null,{"$f":"'Stormwater Treatment Analysis'!$AC$285","v":{"$error":"#REF!"}},null,null,null,null,null,12,12,12,12,12,3,null,{"$f":"'Stormwater Treatment Analysis'!$AC$285","v":{"$error":"#REF!"}},null,null,null,null,null,null,{"$f":"$G$20","v":0},{"$f":"VLOOKUP(BI15,BI8:BK13,2,FALSE)","v":{"$error":"#N/A"}},{"$f":"VLOOKUP(BI15,BI8:BK13,3,FALSE)","v":{"$error":"#N/A"}}]
[null,"Provided treatment efficiency (Nitrogen):",null,null,null,null,{"$f":"IF(OR(G7=0,G10=\"\"),\"\",IF(G20=\"\",\"Select media mix\",IF(G10<10,0,AI36)))","v":""},{"$f":"IF(OR(H7=0,H10=\"\"),\"\",IF(H20=\"\",\"Select media mix\",IF(H10<10,0,AI81)))","v":""},{"$f":"IF(OR(I7=0,I10=\"\"),\"\",IF(I20=\"\",\"Select media mix\",IF(I10<10,0,AI126)))","v":""},{"$f":"IF(OR(J7=0,J10=\"\"),\"\",IF(J20=\"\",\"Select media mix\",IF(J10<10,0,AI171)))","v":""},"%",null,null,null,null,null,null,null,null,null,null,null,null,null,{"$error":"#REF!"},3.25,null,{"$f":"'Retention Basin'!AB16","v":{"$error":"#REF!"}},null,{"$f":"$G$10","v":0},"BW:","TN:","TP:",null,null,null,null,{"$error":"#DIV/0!"},3.25,null,{"$f":"'Stormwater Treatment Analysis'!$AC$306","v":{"$error":"#REF!"}},null,null,null,null,null,13,13,13,13,13,3.25,null,{"$f":"'Stormwater Treatment Analysis'!$AC$306","v":{"$error":"#REF!"}},null,null,{"$f":"VLOOKUP(0,AU3:BB19,6)","v":0},{"$f":"VLOOKUP(0,AU3:BB19,8)","v":0}]
[null,"Provided treatment efficiency (Phosphorus):",null,null,null,null,{"$f":"IF(OR(G7=0,G10=\"\"),\"\",IF(G20=\"\",\"Select media mix\",IF(G10<10,0,AJ36)))","v":""},{"$f":"IF(OR(H7=0,H10=\"\"),\"\",IF(H20=\"\",\"Select media mix\",IF(H10<10,0,AJ81)))","v":""},{"$f":"IF(OR(I7=0,I10=\"\"),\"\",IF(I20=\"\",\"Select media mix\",IF(I10<10,0,AJ126)))","v":""},{"$f":"IF(OR(J7=0,J10=\"\"),\"\",IF(J20=\"\",\"Select media mix\",IF(J10<10,0,AJ171)))","v":""},"%",null,null,null,null,null,null,null,null,null,null,null,null,null,{"$error":"#REF!"},3.5,null,{"$f":"'Retention Basin'!AB17","v":{"$error":"#REF!"}},null,0,10,50,25,null,null,null,null,{"$error":"#DIV/0!"},3.5,null,{"$f":"'Stormwater Treatment Analysis'!$AC$327","v":{"$error":"#REF!"}},null,null,null,null,null,14,14,14,14,14,3.5,null,{"$f":"'Stormwater Treatment Analysis'!$AC$327","v":{"$error":"#REF!"}},null,null,{"$f":"VLOOKUP(1,AU3:BB19,6)","v":0.25},{"$f":"VLOOKUP(1,AU3:BB19,8)","v":{"$error":"#REF!"}}]
[null,null,null,null,null,null,{"$f":"IF(G17=0,\"\",IF(SUM(IF(G16>=G8,1,0),IF(G17>=G9,1,0))>1.999,\"\",\"\"))","v":""},{"$f":"IF(H17=0,\"\",IF(SUM(IF(H16>=H8,1,0),IF(H17>=H9,1,0))>1.999,\"\",\"\"))","v":""},{"$f":"IF(I17=0,\"\",IF(SUM(IF(I16>=I8,1,0),IF(I17>=I9,1,0))>1.999,\"\",\"\"))","v":""},{"$f":"IF(J17=0,\"\",IF(SUM(IF(J16>=J8,1,0),IF(J17>=J9,1,0))>1.999,\"\",\"\"))","v":""},null,null,null,null,null,null,null,null,null,null,null,null,null,null,{"$error":"#REF!"},3.75,null,{"$f":"'Retention Basin'!AB18","v":{"$error":"#REF!"}},null,{"$f":"IF(IF(AE18>$AD$16,1,0)>0,AD17+1,IF(AE18>=$AD$16,1,0))","v":1},25,60,40,null,null,null,null,{"$error":"#DIV/0!"},3.75,null,{"$f":"'Stormwater Treatment Analysis'!$AC$348","v":{"$error":"#REF!"}},null,null,null,null,null,15,15,15,15,15,3.75,null,{"$f":"'Stormwater Treatment Analysis'!$AC$348","v":{"$error":"#REF!"}}]
[null,"Which efficiency graph do you want to view?",null,null,null,null,null,null,null,null,null,null,null,null,null,null,null,null,null,null,null,null,null,null,{"$error":"#REF!"},4,null,{"$f":"'Retention Basin'!AB19","v":{"$error":"#REF!"}},null,{"$f":"IF(IF(AE19>$AD$16,1,0)>0,AD18+1,IF(AE19>=$AD$16,1,0))","v":2},50,65,55,null,null,null,null,{"$error":"#DIV/0!"},4,null,{"$f":"'Stormwater Treatment Analysis'!$AC$369","v":{"$error":"#REF!"}},null,null,null,null,null,16,16,16,16,16,4,null,{"$f":"'Stormwater Treatment Analysis'!$AC$369","v":{"$error":"#REF!"}}]
[null,"Type of soil augmentation:",null,null,null,null,null,null,null,null,null,null,null,null,null,null,null,null,null,null,null,null,null,null,null,null,null,null,null,{"$f":"IF(IF(AE20>$AD$16,1,0)>0,AD19+1,IF(AE20>=$AD$16,1,0))","v":3},100,75,60]
[null,null,null,null,null,null,null,null,null," NOTE FOR TREATMENT EFFICIENCY GRAPH:",null,null,null,null,null,null,null,null,null,null,null,null,null,null,"Interpolation for Retention Amount:",null,null,null,null,{"$f":"IF(IF(AE21>$AD$16,1,0)>0,AD20+1,IF(AE21>=$AD$16,1,0))","v":4},350,90,65]
[null,null,null,null,null,null,null,null,null,null,null,null,null,null,null,null,null,null,null,null,null,null,null,null,null,null,null,null,null,null,null,null,null,null,null,null,null,null,null,null,null,null,null,"Slope",{"$f":"$G$15","v":0},null,"Buffer W:",6,null,2,null,"Ratio of Buffer width to Contributing Area width",null,null,null,null,"Retention",null,null,null,null,"Retention Efficiency",null,null,null,null,"Nitrogen Efficiency - Retention",null,null,null,null,"Phosphorus Efficiency - Retention",null,null,null,null,"Nitrogen Efficiency - Detention",null,null,null,null,"Phosphorus Efficiency - Detention",null,null,null,null,"Nitrogen Removal Efficiency of VNB",null,null,null,null,"Phosphorus Removal Efficiency of VNB",null,null,null,null,{"$f":"IF($G$19=\"Nitrogen\",CI22,CN22)","v":"Phosphorus Removal Efficiency of VNB"},null,null,null,{"$f":"IF($G$19=\"Nitrogen\",$G$16,$G$17)","v":""}]
[null,null,null,null,null,null,null,null,null,null,null,null,null,null,null,null,null,null,null,null,null,null,null,null,null,{"$f":"VLOOKUP(0,Y3:AB19,2)","v":0},{"$f":"VLOOKUP(0,Y3:AB19,4)","v":0},null,null,0,{"$f":"VLOOKUP(AD23,AD17:AG21,2)","v":10},{"$f":"VLOOKUP(AD23,AD17:AG21,3)","v":50},{"$f":"VLOOKUP(AD23,AD17:AG21,4)","v":25},null,null,null,null,null,null,null,null,null,null,null,"N","P",null,"N","P",null,null,0.2,0.4,0.6,0.8,1,0.2,0.4,0.6,0.8,1,0.2,0.4,0.6,0.8,1,0.2,0.4,0.6,0.8,1,0.2,0.4,0.6,0.8,1,0.2,0.4,0.6,0.8,1,0.2,0.4,0.6,0.8,1,0.2,0.4,0.6,0.8,1,0.2,0.4,0.6,0.8,1]
[null,null,null,null,null,null,null,null,null,null,null,null,null,null,null,null,null,null,null,null,null,null,null,null,null,{"$f":"VLOOKUP(1,Y3:AB19,2)","v":0},{"$f":"VLOOKUP(1,Y3:AB19,4)","v":0},null,null,1,{"$f":"VLOOKUP(AD24,AD17:AG21,2)","v":25},{"$f":"VLOOKUP(AD24,AD17:AG21,3)","v":60},{"$f":"VLOOKUP(AD24,AD17:AG21,4)","v":40},null,"Detention:","R","F",null,null,null,null,null,null,null,{"$f":"IF($AS$22<2,0,(AX24+((AV24-AX24)/($AV$22-$AX$22)*($AS$22-$AX$22))))","v":0},{"$f":"IF($AS$22<2,0,(AY24+((AW24-AY24)/($AV$22-$AX$22)*($AS$22-$AX$22))))","v":0},10,10,5,50,25,{"$f":"$AU24/AZ$23","v":50},{"$f":"$AU24/BA$23","v":25},{"$f":"$AU24/BB$23","v":16.666666666666668},{"$f":"$AU24/BC$23","v":12.5},10,{"$f":"(($AU24*$G$12*$G$14)/(AZ24+$AU24))*12","v":0},{"$f":"(($AU24*$G$12*$G$14)/(BA24+$AU24))*12","v":0},{"$f":"(($AU24*$G$12*$G$14)/(BB24+$AU24))*12","v":0},{"$f":"(($AU24*$G$12*$G$14)/(BC24+$AU24))*12","v":0},{"$f":"(($AU24*$G$12*$G$14)/(BD24+$AU24))*12","v":0},{"$f":"IF(ISERROR(IF(BE24>AZ19,BB19,BF16+((BE24-BE16)/(BE17-BE16)*(BF17-BF16))))=TRUE,0,(IF(BE24>AZ19,BB19,BF16+((BE24-BE16)/(BE17-BE16)*(BF17-BF16)))))","v":0},{"$f":"IF(ISERROR(IF(BF24>AZ19,BB19,BF13+((BF24-BE13)/(BE14-BE13)*(BF14-BF13))))=TRUE,0,(IF(BF24>AZ19,BB19,BF13+((BF24-BE13)/(BE14-BE13)*(BF14-BF13)))))","v":0},{"$f":"IF(ISERROR(IF(BG24>AZ19,BB19,BF10+((BG24-BE10)/(BE11-BE10)*(BF11-BF10))))=TRUE,0,(IF(BG24>AZ19,BB19,BF10+((BG24-BE10)/(BE11-BE10)*(BF11-BF10)))))","v":0},{"$f":"IF(ISERROR(IF(BH24>AZ19,BB19,BF7+((BH24-BE7)/(BE8-BE7)*(BF8-BF7))))=TRUE,0,(IF(BH24>AZ19,BB19,BF7+((BH24-BE7)/(BE8-BE7)*(BF8-BF7)))))","v":0},{"$f":"IF(ISERROR(IF(BI24>AZ19,BB19,BF4+((BI24-BE4)/(BE5-BE4)*(BF5-BF4))))=TRUE,0,(IF(BI24>AZ19,BB19,BF4+((BI24-BE4)/(BE5-BE4)*(BF5-BF4)))))","v":0},{"$f":"((BJ24)*($BJ$15/100))+((100-BJ24)*($AS24/100))","v":{"$error":"#N/A"}},{"$f":"((BK24)*($BJ$15/100))+((100-BK24)*($AS24/100))","v":{"$error":"#N/A"}},{"$f":"((BL24)*($BJ$15/100))+((100-BL24)*($AS24/100))","v":{"$error":"#N/A"}},{"$f":"((BM24)*($BJ$15/100))+((100-BM24)*($AS24/100))","v":{"$error":"#N/A"}},{"$f":"((BN24)*($BJ$15/100))+((100-BN24)*($AS24/100))","v":{"$error":"#N/A"}},{"$f":"(BJ24*($BK$15/100))+((100-BJ24)*($AT24/100))","v":{"$error":"#N/A"}},{"$f":"(BK24*($BK$15/100))+((100-BK24)*($AT24/100))","v":{"$error":"#N/A"}},{"$f":"(BL24*($BK$15/100))+((100-BL24)*($AT24/100))","v":{"$error":"#N/A"}},{"$f":"(BM24*($BK$15/100))+((100-BM24)*($AT24/100))","v":{"$error":"#N/A"}},{"$f":"(BN24*($BK$15/100))+((100-BN24)*($AT24/100))","v":{"$error":"#N/A"}},{"$f":"((BJ24*($BJ$15/100)+BJ24*(1-($BJ$15/100))*($AX24/100))+((100-BJ24)*($AV24/100)))","v":{"$error":"#N/A"}},{"$f":"((BK24*($BJ$15/100)+BK24*(1-($BJ$15/100))*($AX24/100))+((100-BK24)*($AV24/100)))","v":{"$error":"#N/A"}},{"$f":"((BL24*($BJ$15/100)+BL24*(1-($BJ$15/100))*($AX24/100))+((100-BL24)*($AV24/100)))","v":{"$error":"#N/A"}},{"$f":"((BM24*($BJ$15/100)+BM24*(1-($BJ$15/100))*($AX24/100))+((100-BM24)*($AV24/100)))","v":{"$error":"#N/A"}},{"$f":"((BN24*($BJ$15/100)+BN24*(1-($BJ$15/100))*($AX24/100))+((100-BN24)*($AV24/100)))","v":{"$error":"#N/A"}},{"$f":"((BJ24*($BK$15/100)+BJ24*(1-($BK$15/100))*($AY24/100))+((100-BJ24)*($AW24/100)))","v":{"$error":"#N/A"}},{"$f":"((BK24*($BK$15/100)+BK24*(1-($BK$15/100))*($AY24/100))+((100-BK24)*($AW24/100)))","v":{"$error":"#N/A"}},{"$f":"((BL24*($BK$15/100)+BL24*(1-($BK$15/100))*($AY24/100))+((100-BL24)*($AW24/100)))","v":{"$error":"#N/A"}},{"$f":"((BM24*($BK$15/100)+BM24*(1-($BK$15/100))*($AY24/100))+((100-BM24)*($AW24/100)))","v":{"$error":"#N/A"}},{"$f":"((BN24*($BK$15/100)+BN24*(1-($BK$15/100))*($AY24/100))+((100-BN24)*($AW24/100)))","v":{"$error":"#N/A"}},{"$f":"BO24","v":{"$error":"#N/A"}},{"$error":"#N/A"},{"$error":"#N/A"},{"$error":"#N/A"},{"$error":"#N/A"},{"$error":"#N/A"},{"$error":"#N/A"},{"$error":"#N/A"},{"$error":"#N/A"},{"$error":"#N/A"},{"$f":"IF($G$19=\"Nitrogen\",CI24,CN24)","v":{"$error":"#N/A"}},{"$f":"IF($G$19=\"Nitrogen\",CJ24,CO24)","v":{"$error":"#N/A"}},{"$error":"#N/A"},{"$error":"#N/A"},{"$error":"#N/A"}]
[null,null,null,null,null,null,null,null,null,"The purpose of the treatment efficiency graphs is to help illustrate the treatment efficiency of the Vegetated Filter Strip as the function of the Vegetated Filter Strip width and contributing watershed width. The graph illustrates that there is a point of diminished return as the width of the Vegetated Filter Strip is substantially increased. Therefore, to provide the most economical BMP treatment system, other alternatives such as \"treatment trains\" and compensatory treatment should be considered.",null,null,null,null,null,null,null,null,null,null,null,null,null,null,null,null,null,null,null,null,null,null,null,null,"N:",{"$f":"IF(ISERROR(IF(AA36>AM19,AO19,AA28+((AA36-Z28)/(Z29-Z28)*(AA29-AA28))))=TRUE,0,(IF(AA36>AM19,AO19,AA28+((AA36-Z28)/(Z29-Z28)*(AA29-AA28)))))","v":0},{"$f":"((AJ25*(BJ15/100)+(AJ25*(1-BJ15/100)*(AF26/100)))+((100-AJ25)*(AF13/100)))","v":{"$error":"#N/A"}},null,null,null,null,null,null,null,{"$f":"IF($AS$22<2,0,(AX25+((AV25-AX25)/($AV$22-$AX$22)*($AS$22-$AX$22))))","v":0},0,13,11,6,{"$f":"AX24+2","v":52},{"$f":"AY24+3","v":28},65,32.5,21.666666666666668,16.25,13,{"$f":"(($AU25*$G$12*$G$14)/(AZ25+$AU25))*12","v":0},{"$f":"(($AU25*$G$12*$G$14)/(BA25+$AU25))*12","v":0},0,0,{"$f":"(($AU25*$G$12*$G$14)/(BD25+$AU25))*12","v":0},{"$f":"BJ24","v":0},{"$f":"BK24","v":0},{"$f":"BL24","v":0},{"$f":"BM24","v":0},{"$f":"BN24","v":0},{"$error":"#N/A"},{"$error":"#N/A"},{"$error":"#N/A"},{"$error":"#N/A"},{"$error":"#N/A"},{"$error":"#N/A"},{"$error":"#N/A"},{"$error":"#N/A"},{"$error":"#N/A"},{"$error":"#N/A"},{"$error":"#N/A"},{"$error":"#N/A"},{"$error":"#N/A"},{"$error":"#N/A"},{"$error":"#N/A"},{"$error":"#N/A"},{"$error":"#N/A"},{"$error":"#N/A"},{"$error":"#N/A"},{"$error":"#N/A"},{"$f":"BO25","v":{"$error":"#N/A"}},{"$f":"BP25","v":{"$error":"#N/A"}},{"$f":"BQ25","v":{"$error":"#N/A"}},{"$f":"BR25","v":{"$error":"#N/A"}},{"$f":"BS25","v":{"$error":"#N/A"}},{"$f":"BT25","v":{"$error":"#N/A"}},{"$f":"BU25","v":{"$error":"#N/A"}},{"$f":"BV25","v":{"$error":"#N/A"}},{"$f":"BW25","v":{"$error":"#N/A"}},{"$f":"BX25","v":{"$error":"#N/A"}},{"$f":"IF($G$19=\"Nitrogen\",CI25,CN25)","v":{"$error":"#N/A"}},{"$error":"#N/A"},{"$error":"#N/A"},{"$error":"#N/A"},{"$error":"#N/A"}]
[null,null,null,null,null,null,null,null,null,null,null,null,null,null,null,null,null,null,null,null,null,null,null,null,"Interpolation for Retention Amount:",null,null,null,null,null,{"$f":"AD16","v":0},{"$f":"IF(AE26<10,0,(AF23+((AF24-AF23)/(AE24-AE23)*(AE26-AE23))))","v":0},{"$f":"IF(AE26<10,0,(AG23+((AG24-AG23)/(AE24-AE23)*(AE26-AE23))))","v":0},null,"P:",{"$f":"IF(ISERROR(IF(AA36>AM19,AO19,AA28+((AA36-Z28)/(Z29-Z28)*(AA29-AA28))))=TRUE,0,(IF(AA36>AM19,AO19,AA28+((AA36-Z28)/(Z29-Z28)*(AA29-AA28)))))","v":0},{"$f":"((AJ26*(BK15/100)+(AJ26*(1-BK15/100)*(AG26/100)))+((100-AJ26)*(AG13/100)))","v":{"$error":"#N/A"}},null,null,null,null,null,null,null,0,0,16,12,7,{"$f":"AX25+2","v":54},{"$f":"AY25+3","v":31},80,40,26.666666666666668,20,16,0,0,0,0,0,{"$f":"BJ25","v":0},0,0,0,0,{"$error":"#N/A"},{"$error":"#N/A"},{"$error":"#N/A"},{"$error":"#N/A"},{"$error":"#N/A"},{"$error":"#N/A"},{"$error":"#N/A"},{"$error":"#N/A"},{"$error":"#N/A"},{"$error":"#N/A"},{"$error":"#N/A"},{"$error":"#N/A"},{"$error":"#N/A"},{"$error":"#N/A"},{"$error":"#N/A"},{"$error":"#N/A"},{"$error":"#N/A"},{"$error":"#N/A"},{"$error":"#N/A"},{"$error":"#N/A"},{"$error":"#N/A"},{"$error":"#N/A"},{"$error":"#N/A"},{"$error":"#N/A"},{"$error":"#N/A"},{"$error":"#N/A"},{"$error":"#N/A"},{"$error":"#N/A"},{"$error":"#N/A"},{"$error":"#N/A"},{"$error":"#N/A"},{"$error":"#N/A"},{"$error":"#N/A"},{"$error":"#N/A"},{"$error":"#N/A"}]
[null,null,null,null,null,null,null,null,null,null,null,null,null,null,null,null,null,null,null,null,null,null,null,null,null,null,null,null,null,null,null,null,null,null,null,null,null,null,null,null,null,null,null,null,0,0,19,13,8,{"$f":"AX26+2","v":56},{"$f":"AY26+3","v":34},95,47.5,31.666666666666668,23.75,19,0,0,0,0,0,0,0,0,0,0,{"$error":"#N/A"},{"$error":"#N/A"},{"$error":"#N/A"},{"$error":"#N/A"},{"$error":"#N/A"},{"$error":"#N/A"},{"$error":"#N/A"},{"$error":"#N/A"},{"$error":"#N/A"},{"$error":"#N/A"},{"$error":"#N/A"},{"$error":"#N/A"},{"$error":"#N/A"},{"$error":"#N/A"},{"$error":"#N/A"},{"$error":"#N/A"},{"$error":"#N/A"},{"$error":"#N/A"},{"$error":"#N/A"},{"$error":"#N/A"},{"$error":"#N/A"},{"$error":"#N/A"},{"$error":"#N/A"},{"$error":"#N/A"},{"$error":"#N/A"},{"$error":"#N/A"},{"$error":"#N/A"},{"$error":"#N/A"},{"$error":"#N/A"},{"$error":"#N/A"},{"$error":"#N/A"},{"$error":"#N/A"},{"$error":"#N/A"},{"$error":"#N/A"},{"$error":"#N/A"}]
[null,null,null,null,null,null,null,null,null,null,null,null,null,null,null,null,null,null,null,null,null,null,null,null,null,{"$f":"VLOOKUP(0,AL3:AO19,2)","v":0},{"$f":"VLOOKUP(0,AL3:AO19,4)","v":0},null,null,"ERROR MESSAGE:",null,{"$f":"$G$7","v":0},{"$f":"AF28*0.99","v":0},{"$f":"AF28*1.01","v":0},{"$f":"((($G$11*($G$10+$G$13))/43560))","v":0},null,null,null,null,null,null,null,null,null,0,0,22,14,9,{"$f":"AX27+2","v":58},{"$f":"AY27+3","v":37},110,55,36.666666666666671,27.5,22,0,0,0,0,0,0,0,0,0,0,{"$error":"#N/A"},{"$error":"#N/A"},{"$error":"#N/A"},{"$error":"#N/A"},{"$error":"#N/A"},{"$error":"#N/A"},{"$error":"#N/A"},{"$error":"#N/A"},{"$error":"#N/A"},{"$error":"#N/A"},{"$error":"#N/A"},{"$error":"#N/A"},{"$error":"#N/A"},{"$error":"#N/A"},{"$error":"#N/A"},{"$error":"#N/A"},{"$error":"#N/A"},{"$error":"#N/A"},{"$error":"#N/A"},{"$error":"#N/A"},{"$error":"#N/A"},{"$error":"#N/A"},{"$error":"#N/A"},{"$error":"#N/A"},{"$error":"#N/A"},{"$error":"#N/A"},{"$error":"#N/A"},{"$error":"#N/A"},{"$error":"#N/A"},{"$error":"#N/A"},{"$error":"#N/A"},{"$error":"#N/A"},{"$error":"#N/A"},{"$error":"#N/A"},{"$error":"#N/A"}]
[null,null,null,null,null,null,null,null,null,null,null,null,null,null,null,null,null,null,null,null,null,null,null,null,null,{"$f":"VLOOKUP(1,AL3:AO19,2)","v":0},{"$f":"VLOOKUP(1,AL3:AO19,4)","v":0},null,null,null,null,null,null,null,null,null,null,null,null,null,null,null,null,null,0,0,25,15,10,60,40,125,62.5,41.666666666666671,31.25,25,0,0,0,0,0,0,0,0,0,0,{"$error":"#N/A"},{"$error":"#N/A"},{"$error":"#N/A"},{"$error":"#N/A"},{"$error":"#N/A"},{"$error":"#N/A"},{"$error":"#N/A"},{"$error":"#N/A"},{"$error":"#N/A"},{"$error":"#N/A"},{"$error":"#N/A"},{"$error":"#N/A"},{"$error":"#N/A"},{"$error":"#N/A"},{"$error":"#N/A"},{"$error":"#N/A"},{"$error":"#N/A"},{"$error":"#N/A"},{"$error":"#N/A"},{"$error":"#N/A"},{"$error":"#N/A"},{"$error":"#N/A"},{"$error":"#N/A"},{"$error":"#N/A"},{"$error":"#N/A"},{"$error":"#N/A"},{"$error":"#N/A"},{"$error":"#N/A"},{"$error":"#N/A"},{"$error":"#N/A"},{"$error":"#N/A"},{"$error":"#N/A"},{"$error":"#N/A"},{"$error":"#N/A"},{"$error":"#N/A"}]
[null,null,null,null,null,null,null,null,null,null,null,null,null,null,null,null,null,null,null,null,null,null,null,null,null,null,null,null,null,{"$f":"IF(AND(AI28>AG28,AI28<AH28)=TRUE,0,\"THE DIMENSIONS OF THE FILTER STRIP AND AREA DRAINING TO THE FILTER STRIP DO NOT MATCH THE AREA SPECIFIED IN THE PRE- AND POST-DEVELOPMENT WATERSHED CHARACTERISTICS TAB. PLEASE REVISE.\")","v":"THE DIMENSIONS OF THE FILTER STRIP AND AREA DRAINING TO THE FILTER STRIP DO NOT MATCH THE AREA SPECIFIED IN THE PRE- AND POST-DEVELOPMENT WATERSHED CHARACTERISTICS TAB. PLEASE REVISE."},null,null,null,null,null,null,null,null,null,null,null,null,null,null,0,0,30,{"$f":"AV29+2","v":17},{"$f":"AW29+1","v":11},{"$f":"AX29+1","v":61},{"$f":"AY29+3","v":43},150,75,50,37.5,30,0,0,0,0,0,0,0,0,0,0,{"$error":"#N/A"},{"$error":"#N/A"},{"$error":"#N/A"},{"$error":"#N/A"},{"$error":"#N/A"},{"$error":"#N/A"},{"$error":"#N/A"},{"$error":"#N/A"},{"$error":"#N/A"},{"$error":"#N/A"},{"$error":"#N/A"},{"$error":"#N/A"},{"$error":"#N/A"},{"$error":"#N/A"},{"$error":"#N/A"},{"$error":"#N/A"},{"$error":"#N/A"},{"$error":"#N/A"},{"$error":"#N/A"},{"$error":"#N/A"},{"$error":"#N/A"},{"$error":"#N/A"},{"$error":"#N/A"},{"$error":"#N/A"},{"$error":"#N/A"},{"$error":"#N/A"},{"$error":"#N/A"},{"$error":"#N/A"},{"$error":"#N/A"},{"$error":"#N/A"},{"$error":"#N/A"},{"$error":"#N/A"},{"$error":"#N/A"},{"$error":"#N/A"},{"$error":"#N/A"}]
[null,null,null,null,null,null,null,null,null,null,null,null,null,null,null,null,null,null,null,null,null,null,null,null,null,null,null,null,null,null,null,null,null,null,null,null,null,null,null,null,null,null,null,null,0,0,35,{"$f":"AV30+2","v":19},{"$f":"AW30+1","v":12},62,{"$f":"AY30+3","v":46},175,87.5,58.333333333333336,43.75,35,0,0,0,0,0,0,0,0,0,0,{"$error":"#N/A"},{"$error":"#N/A"},{"$error":"#N/A"},{"$error":"#N/A"},{"$error":"#N/A"},{"$error":"#N/A"},{"$error":"#N/A"},{"$error":"#N/A"},{"$error":"#N/A"},{"$error":"#N/A"},{"$error":"#N/A"},{"$error":"#N/A"},{"$error":"#N/A"},{"$error":"#N/A"},{"$error":"#N/A"},{"$error":"#N/A"},{"$error":"#N/A"},{"$error":"#N/A"},{"$error":"#N/A"},{"$error":"#N/A"},{"$error":"#N/A"},{"$error":"#N/A"},{"$error":"#N/A"},{"$error":"#N/A"},{"$error":"#N/A"},{"$error":"#N/A"},{"$error":"#N/A"},{"$error":"#N/A"},{"$error":"#N/A"},{"$error":"#N/A"},{"$error":"#N/A"},{"$error":"#N/A"},{"$error":"#N/A"},{"$error":"#N/A"},{"$error":"#N/A"}]
[null,null,null,null,null,null,null,null,null,null,null,null,null,null,null,null,null,null,null,null,null,null,null,null,0.16,null,"Area:",{"$f":"(($G$11)*($G$10+$G$13)/43560)","v":0},null,null,null,"TN","TP",null,null,null,null,null,null,null,null,null,null,null,0,0,40,{"$f":"AV31+2","v":21},13,63,{"$f":"AY31+3","v":49},200,100,66.666666666666671,50,40,0,0,0,0,0,0,0,0,0,0,{"$error":"#N/A"},{"$error":"#N/A"},{"$error":"#N/A"},{"$error":"#N/A"},{"$error":"#N/A"},{"$error":"#N/A"},{"$error":"#N/A"},{"$error":"#N/A"},{"$error":"#N/A"},{"$error":"#N/A"},{"$error":"#N/A"},{"$error":"#N/A"},{"$error":"#N/A"},{"$error":"#N/A"},{"$error":"#N/A"},{"$error":"#N/A"},{"$error":"#N/A"},{"$error":"#N/A"},{"$error":"#N/A"},{"$error":"#N/A"},{"$error":"#N/A"},{"$error":"#N/A"},{"$error":"#N/A"},{"$error":"#N/A"},{"$error":"#N/A"},{"$error":"#N/A"},{"$error":"#N/A"},{"$error":"#N/A"},{"$error":"#N/A"},{"$error":"#N/A"},{"$error":"#N/A"},{"$error":"#N/A"},{"$error":"#N/A"},{"$error":"#N/A"},{"$error":"#N/A"}]
[null,null,null,null,null,null,null,null,null,null,null,null,null,null,null,null,null,null,null,null,null,null,null,null,0.2,null,"Detention","Nitrogen",null,null,2,{"$f":"AF26","v":0},{"$f":"AG26","v":0},null,null,null,null,null,null,null,null,null,null,null,0,0,45,{"$f":"AV32+2","v":23},14,64,{"$f":"AY32+3","v":52},225,112.5,75,56.25,45,0,0,0,0,0,0,0,0,0,0,{"$error":"#N/A"},{"$error":"#N/A"},{"$error":"#N/A"},{"$error":"#N/A"},{"$error":"#N/A"},{"$error":"#N/A"},{"$error":"#N/A"},{"$error":"#N/A"},{"$error":"#N/A"},{"$error":"#N/A"},{"$error":"#N/A"},{"$error":"#N/A"},{"$error":"#N/A"},{"$error":"#N/A"},{"$error":"#N/A"},{"$error":"#N/A"},{"$error":"#N/A"},{"$error":"#N/A"},{"$error":"#N/A"},{"$error":"#N/A"},{"$error":"#N/A"},{"$error":"#N/A"},{"$error":"#N/A"},{"$error":"#N/A"},{"$error":"#N/A"},{"$error":"#N/A"},{"$error":"#N/A"},{"$error":"#N/A"},{"$error":"#N/A"},{"$error":"#N/A"},{"$error":"#N/A"},{"$error":"#N/A"},{"$error":"#N/A"},{"$error":"#N/A"},{"$error":"#N/A"}]
[null,null,null,null,null,null,null,null,null,null,null,null,null,null,null,null,null,null,null,null,null,null,null,null,0.25,null,"Retention","Phosphorus",null,null,6,{"$f":"AF13","v":0},{"$f":"AG13","v":0},null,null,null,null,null,null,null,null,null,null,null,0,0,50,25,15,65,55,250,125,83.333333333333343,62.5,50,0,0,0,0,0,0,0,0,0,0,{"$error":"#N/A"},{"$error":"#N/A"},{"$error":"#N/A"},{"$error":"#N/A"},{"$error":"#N/A"},{"$error":"#N/A"},{"$error":"#N/A"},{"$error":"#N/A"},{"$error":"#N/A"},{"$error":"#N/A"},{"$error":"#N/A"},{"$error":"#N/A"},{"$error":"#N/A"},{"$error":"#N/A"},{"$error":"#N/A"},{"$error":"#N/A"},{"$error":"#N/A"},{"$error":"#N/A"},{"$error":"#N/A"},{"$error":"#N/A"},{"$error":"#N/A"},{"$error":"#N/A"},{"$error":"#N/A"},{"$error":"#N/A"},{"$error":"#N/A"},{"$error":"#N/A"},{"$error":"#N/A"},{"$error":"#N/A"},{"$error":"#N/A"},{"$error":"#N/A"},{"$error":"#N/A"},{"$error":"#N/A"},{"$error":"#N/A"},{"$error":"#N/A"},{"$error":"#N/A"}]
[null,null,null,null,null,null,null,null,null,null,null,null,null,null,null,null,null,null,null,null,null,null,null,null,{"$f":"($G$10*$G$12*$G$14)","v":0},"cf",null,null,null,null,null,null,null,null,"N","P",null,null,null,null,null,null,null,null,0,0,60,{"$f":"AV34+4","v":29},{"$f":"AW34+2","v":17},{"$f":"AX34+2","v":67},{"$f":"AY34+1","v":56},300,150,100,75,60,0,0,0,0,0,0,0,0,0,0,{"$error":"#N/A"},{"$error":"#N/A"},{"$error":"#N/A"},{"$error":"#N/A"},{"$error":"#N/A"},{"$error":"#N/A"},{"$error":"#N/A"},{"$error":"#N/A"},{"$error":"#N/A"},{"$error":"#N/A"},{"$error":"#N/A"},{"$error":"#N/A"},{"$error":"#N/A"},{"$error":"#N/A"},{"$error":"#N/A"},{"$error":"#N/A"},{"$error":"#N/A"},{"$error":"#N/A"},{"$error":"#N/A"},{"$error":"#N/A"},{"$error":"#N/A"},{"$error":"#N/A"},{"$error":"#N/A"},{"$error":"#N/A"},{"$error":"#N/A"},{"$error":"#N/A"},{"$error":"#N/A"},{"$error":"#N/A"},{"$error":"#N/A"},{"$error":"#N/A"},{"$error":"#N/A"},{"$error":"#N/A"},{"$error":"#N/A"},{"$error":"#N/A"},{"$error":"#N/A"}]
[null,null,null,null,null,null,null,null,null,null,null,null,null,null,null,null,null,null,null,null,null,null,null,null,{"$f":"(Y35/($G$10+$G$13))*12","v":{"$error":"#DIV/0!"}},"in",{"$f":"Y36","v":{"$error":"#DIV/0!"}},"in",null,null,null,{"$f":"IF($G$15<2,0,(AF33+((AF34-AF33)/(AE34-AE33)*($G$15-AE33))))","v":0},{"$f":"IF($G$15<2,0,(AG33+((AG34-AG33)/(AE34-AE33)*($G$15-AE33))))","v":0},null,{"$f":"IF(G20=0, \"\", (AF38*(BJ15/100))+(100-AF38)*(AF36/100))","v":""},{"$f":"IF(G20=0, \"\", (AF38*(BK15/100))+(100-AF38)*(AG36/100))","v":""},null,null,null,null,null,null,null,null,0,0,70,{"$f":"AV35+4","v":33},{"$f":"AW35+2","v":19},69,{"$f":"AY35+1","v":57},350,175,116.66666666666667,87.5,70,0,0,0,0,0,0,0,0,0,0,{"$error":"#N/A"},{"$error":"#N/A"},{"$error":"#N/A"},{"$error":"#N/A"},{"$error":"#N/A"},{"$error":"#N/A"},{"$error":"#N/A"},{"$error":"#N/A"},{"$error":"#N/A"},{"$error":"#N/A"},{"$error":"#N/A"},{"$error":"#N/A"},{"$error":"#N/A"},{"$error":"#N/A"},{"$error":"#N/A"},{"$error":"#N/A"},{"$error":"#N/A"},{"$error":"#N/A"},{"$error":"#N/A"},{"$error":"#N/A"},{"$error":"#N/A"},{"$error":"#N/A"},{"$error":"#N/A"},{"$error":"#N/A"},{"$error":"#N/A"},{"$error":"#N/A"},{"$error":"#N/A"},{"$error":"#N/A"},{"$error":"#N/A"},{"$error":"#N/A"},{"$error":"#N/A"},{"$error":"#N/A"},{"$error":"#N/A"},{"$error":"#N/A"},{"$error":"#N/A"}]
[null,null,null,null,null,null,null,null,null,null,null,null,null,null,null,null,null,null,null,null,null,null,null,null,null,null,null,null,null,null,null,null,null,"Mass Leaving [kg/yr]",{"$f":"IF(G16=\"Select soil augmentation\",0,(1-AI36/100)*'Watershed Characteristics'!T19)","v":{"$error":"#VALUE!"}},{"$f":"IF(G16=\"Select soil augmentation\",0,(1-AJ36/100)*'Watershed Characteristics'!T20)","v":{"$error":"#VALUE!"}},null,null,null,null,null,null,null,null,0,0,80,{"$f":"AV36+4","v":37},21,71,{"$f":"AY36+1","v":58},400,200,133.33333333333334,100,80,0,0,0,0,0,0,0,0,0,0,{"$error":"#N/A"},{"$error":"#N/A"},{"$error":"#N/A"},{"$error":"#N/A"},{"$error":"#N/A"},{"$error":"#N/A"},{"$error":"#N/A"},{"$error":"#N/A"},{"$error":"#N/A"},{"$error":"#N/A"},{"$error":"#N/A"},{"$error":"#N/A"},{"$error":"#N/A"},{"$error":"#N/A"},{"$error":"#N/A"},{"$error":"#N/A"},{"$error":"#N/A"},{"$error":"#N/A"},{"$error":"#N/A"},{"$error":"#N/A"},{"$error":"#N/A"},{"$error":"#N/A"},{"$error":"#N/A"},{"$error":"#N/A"},{"$error":"#N/A"},{"$error":"#N/A"},{"$error":"#N/A"},{"$error":"#N/A"},{"$error":"#N/A"},{"$error":"#N/A"},{"$error":"#N/A"},{"$error":"#N/A"},{"$error":"#N/A"},{"$error":"#N/A"},{"$error":"#N/A"}]
[null,null,null,null,null,null,null,null,null,null,null,null,null,null,null,null,null,null,null,null,null,null,null,null,null,null,null,null,null,null,null,{"$f":"AJ12","v":0},null,null,null,null,null,null,null,null,null,null,null,null,0,0,90,{"$f":"AV37+4","v":41},23,73,{"$f":"AY37+1","v":59},450,225,150,112.5,90,0,0,0,0,0,0,0,0,0,0,{"$error":"#N/A"},{"$error":"#N/A"},{"$error":"#N/A"},{"$error":"#N/A"},{"$error":"#N/A"},{"$error":"#N/A"},{"$error":"#N/A"},{"$error":"#N/A"},{"$error":"#N/A"},{"$error":"#N/A"},{"$error":"#N/A"},{"$error":"#N/A"},{"$error":"#N/A"},{"$error":"#N/A"},{"$error":"#N/A"},{"$error":"#N/A"},{"$error":"#N/A"},{"$error":"#N/A"},{"$error":"#N/A"},{"$error":"#N/A"},{"$error":"#N/A"},{"$error":"#N/A"},{"$error":"#N/A"},{"$error":"#N/A"},{"$error":"#N/A"},{"$error":"#N/A"},{"$error":"#N/A"},{"$error":"#N/A"},{"$error":"#N/A"},{"$error":"#N/A"},{"$error":"#N/A"},{"$error":"#N/A"},{"$error":"#N/A"},{"$error":"#N/A"},{"$error":"#N/A"}]
[null,null,null,null,null,null,null,null,null,null,null,null,null,null,null,null,null,null,null,null,null,null,null,null,null,null,null,null,null,null,null,null,null,null,null,null,null,null,null,null,null,null,null,null,0,0,100,45,25,75,60,500,250,166.66666666666669,125,100,0,0,0,0,0,0,0,0,0,0,{"$error":"#N/A"},{"$error":"#N/A"},{"$error":"#N/A"},{"$error":"#N/A"},{"$error":"#N/A"},{"$error":"#N/A"},{"$error":"#N/A"},{"$error":"#N/A"},{"$error":"#N/A"},{"$error":"#N/A"},{"$error":"#N/A"},{"$error":"#N/A"},{"$error":"#N/A"},{"$error":"#N/A"},{"$error":"#N/A"},{"$error":"#N/A"},{"$error":"#N/A"},{"$error":"#N/A"},{"$error":"#N/A"},{"$error":"#N/A"},{"$error":"#N/A"},{"$error":"#N/A"},{"$error":"#N/A"},{"$error":"#N/A"},{"$error":"#N/A"},{"$error":"#N/A"},{"$error":"#N/A"},{"$error":"#N/A"},{"$error":"#N/A"},{"$error":"#N/A"},{"$error":"#N/A"},{"$error":"#N/A"},{"$error":"#N/A"},{"$error":"#N/A"},{"$error":"#N/A"}]
[null,null,null,null,null,null,null,null,null,null,null,null,null,null,null,null,null,null,null,null,null,null,null,null,null,null,null,null,null,null,null,null,null,null,null,null,null,null,null,null,null,null,null,null,0,0,150,{"$f":"AV39+3","v":48},{"$f":"AW39+8","v":33},{"$f":"AX39+3","v":78},{"$f":"AY39+1","v":61},{"$f":"$AU40/AZ$23","v":750},375,250,187.5,150,0,0,0,0,0,0,0,0,0,0,{"$error":"#N/A"},{"$error":"#N/A"},{"$error":"#N/A"},{"$error":"#N/A"},{"$error":"#N/A"},{"$error":"#N/A"},{"$error":"#N/A"},{"$error":"#N/A"},{"$error":"#N/A"},{"$error":"#N/A"},{"$error":"#N/A"},{"$error":"#N/A"},{"$error":"#N/A"},{"$error":"#N/A"},{"$error":"#N/A"},{"$error":"#N/A"},{"$error":"#N/A"},{"$error":"#N/A"},{"$error":"#N/A"},{"$error":"#N/A"},{"$error":"#N/A"},{"$error":"#N/A"},{"$error":"#N/A"},{"$error":"#N/A"},{"$error":"#N/A"},{"$error":"#N/A"},{"$error":"#N/A"},{"$error":"#N/A"},{"$error":"#N/A"},{"$error":"#N/A"},{"$error":"#N/A"},{"$f":"IF($G$19=\"Nitrogen\",CJ40,CO40)","v":{"$error":"#N/A"}},{"$error":"#N/A"},{"$error":"#N/A"},{"$error":"#N/A"}]
[null,null,null,null,null,null,null,null,null,null,null,null,null,null,null,null,null,null,null,null,null,null,null,null,null,null,null,null,null,null,null,null,null,null,null,null,null,null,null,null,null,null,null,null,0,0,200,{"$f":"AV40+3","v":51},{"$f":"AW40+8","v":41},{"$f":"AX40+3","v":81},{"$f":"AY40+1","v":62},1000,500,333.33333333333337,250,200,0,0,0,0,0,0,0,0,0,0,{"$error":"#N/A"},{"$error":"#N/A"},{"$error":"#N/A"},{"$error":"#N/A"},{"$error":"#N/A"},{"$error":"#N/A"},{"$error":"#N/A"},{"$error":"#N/A"},{"$error":"#N/A"},{"$error":"#N/A"},{"$error":"#N/A"},{"$error":"#N/A"},{"$error":"#N/A"},{"$error":"#N/A"},{"$error":"#N/A"},{"$error":"#N/A"},{"$error":"#N/A"},{"$error":"#N/A"},{"$error":"#N/A"},{"$error":"#N/A"},{"$error":"#N/A"},{"$error":"#N/A"},{"$error":"#N/A"},{"$error":"#N/A"},{"$error":"#N/A"},{"$error":"#N/A"},{"$error":"#N/A"},{"$error":"#N/A"},{"$error":"#N/A"},{"$error":"#N/A"},{"$error":"#N/A"},{"$error":"#N/A"},{"$error":"#N/A"},{"$error":"#N/A"},{"$error":"#N/A"}]
[null,null,null,null,null,null,null,null,null,null,null,null,null,null,null,null,null,null,null,null,null,null,null,null,null,null,null,null,null,null,null,null,null,null,null,null,null,null,null,null,null,null,null,null,0,0,250,{"$f":"AV41+3","v":54},{"$f":"AW41+8","v":49},{"$f":"AX41+3","v":84},{"$f":"AY41+1","v":63},1250,625,416.66666666666669,312.5,250,0,0,0,0,0,{"$f":"BJ41","v":0},0,0,0,0,{"$error":"#N/A"},{"$error":"#N/A"},{"$error":"#N/A"},{"$error":"#N/A"},{"$error":"#N/A"},{"$error":"#N/A"},{"$error":"#N/A"},{"$error":"#N/A"},{"$error":"#N/A"},{"$error":"#N/A"},{"$error":"#N/A"},{"$error":"#N/A"},{"$error":"#N/A"},{"$error":"#N/A"},{"$error":"#N/A"},{"$error":"#N/A"},{"$error":"#N/A"},{"$error":"#N/A"},{"$error":"#N/A"},{"$error":"#N/A"},{"$error":"#N/A"},{"$error":"#N/A"},{"$error":"#N/A"},{"$error":"#N/A"},{"$error":"#N/A"},{"$error":"#N/A"},{"$error":"#N/A"},{"$error":"#N/A"},{"$error":"#N/A"},{"$error":"#N/A"},{"$error":"#N/A"},{"$error":"#N/A"},{"$error":"#N/A"},{"$error":"#N/A"},{"$error":"#N/A"}]
[null,null,null,null,null,null,null,null,null,null,null,null,null,null,null,null,null,null,null,null,null,null,null,null,null,null,null,null,null,null,null,null,null,null,null,null,null,null,null,null,null,null,null,null,0,0,300,{"$f":"AV42+3","v":57},{"$f":"AW42+8","v":57},{"$f":"AX42+3","v":87},{"$f":"AY42+1","v":64},1500,750,500,375,300,0,0,0,0,0,0,0,0,0,0,{"$error":"#N/A"},{"$error":"#N/A"},{"$error":"#N/A"},{"$error":"#N/A"},{"$error":"#N/A"},{"$error":"#N/A"},{"$error":"#N/A"},{"$error":"#N/A"},{"$error":"#N/A"},{"$error":"#N/A"},{"$error":"#N/A"},{"$error":"#N/A"},{"$error":"#N/A"},{"$error":"#N/A"},{"$error":"#N/A"},{"$error":"#N/A"},{"$error":"#N/A"},{"$error":"#N/A"},{"$error":"#N/A"},{"$error":"#N/A"},{"$error":"#N/A"},{"$error":"#N/A"},{"$error":"#N/A"},{"$error":"#N/A"},{"$error":"#N/A"},{"$error":"#N/A"},{"$error":"#N/A"},{"$error":"#N/A"},{"$error":"#N/A"},{"$error":"#N/A"},{"$error":"#N/A"},{"$error":"#N/A"},{"$error":"#N/A"},{"$error":"#N/A"},{"$error":"#N/A"}]
[null,null,null,null,null,null,null,null,null,null,null,"Image Courtesy of  Watermark Engineering Group, Inc.",null,null,null,null,null,null,null,null,null,null,null,null,null,null,null,null,null,null,null,null,null,null,null,null,null,null,null,null,null,null,null,null,0,0,350,60,65,90,65,1750,875,583.33333333333337,437.5,350,0,0,0,0,0,0,0,0,0,0,{"$error":"#N/A"},{"$error":"#N/A"},{"$error":"#N/A"},{"$error":"#N/A"},{"$error":"#N/A"},{"$error":"#N/A"},{"$error":"#N/A"},{"$error":"#N/A"},{"$error":"#N/A"},{"$error":"#N/A"},{"$error":"#N/A"},{"$error":"#N/A"},{"$error":"#N/A"},{"$error":"#N/A"},{"$error":"#N/A"},{"$error":"#N/A"},{"$error":"#N/A"},{"$error":"#N/A"},{"$error":"#N/A"},{"$error":"#N/A"},{"$error":"#N/A"},{"$error":"#N/A"},{"$error":"#N/A"},{"$error":"#N/A"},{"$error":"#N/A"},{"$error":"#N/A"},{"$error":"#N/A"},{"$error":"#N/A"},{"$error":"#N/A"},{"$error":"#N/A"},{"$error":"#N/A"},{"$error":"#N/A"},{"$error":"#N/A"},{"$error":"#N/A"},{"$error":"#N/A"}]
[]
[null,null,null,null,null,null,null,null,null,null,null,null,null,null,null,null,null,null,null,null,null,null,null,"Catch 2",null,null,null,null,null,null,null,null,null,null,null,null,null,"Treatment efficiency as a function of the retention depth for specified watershed characteristics:"]
[null,null,null,null,null,null,null,null,null,null,null,null,null,null,null,null,null,null,null,null,null,null,null,{"$f":"MAX(S56:S57)","v":0},"Retention Amount:",null,"Efficiency Provided:",null,null,"Buffer - 6%:",null,null,null,null,null,null,null,"Retention Amount:",null,"Efficiency Provided:",null,null,null,null,null,null,null,null,null,null,null,"Retention Amount:",null,"Efficiency Provided:"]
[null,null,null,null,null,null,null,null,null,null,null,null,null,null,null,null,null,null,null,null,null,null,null,null,0,0,null,0,null,{"$f":"$H$10","v":0},"BW:","TN:","TP:",null,null,null,null,0,0,null,0,null,null,null,null,null,0,0,0,0,0,0,null,0]
[null,null,null,null,null,null,null,null,"Catchment 1","Catchment 2","Catchment 3","Catchment 4",null,null,null,null,null,null,null,null,null,null,null,null,{"$f":"IF(IF($AB49>=$X$2,1,0)>0,Y48+1,IF($AB49>=$X$2,1,0))","v":1},0.25,null,{"$f":"'Retention Basin'!AB49","v":0},null,0,10,10,5,null,null,null,null,{"$f":"IF(IF(AM49>$AA$81,1,0)>0,AL48+1,IF(AM49>=$AA$81,1,0))","v":{"$error":"#DIV/0!"}},0.25,null,{"$f":"'Stormwater Treatment Analysis'!$AC$54","v":{"$error":"#REF!"}},null,null,null,null,null,{"$f":"IF(IF($AZ49>BE69,1,0)>0,AU48+1,IF($AZ49>=BE69,1,0))","v":1},1,{"$f":"IF(IF($AZ49>BG69,1,0)>0,AW48+1,IF($AZ49>=BG69,1,0))","v":1},{"$f":"IF(IF($AZ49>BH69,1,0)>0,AX48+1,IF($AZ49>=BH69,1,0))","v":1},{"$f":"IF(IF($AZ49>BI69,1,0)>0,AY48+1,IF($AZ49>=BI69,1,0))","v":1},0.25,null,{"$f":"'Stormwater Treatment Analysis'!$AC$54","v":{"$error":"#REF!"}},null,null,{"$f":"VLOOKUP(0,AY48:BB64,2)","v":0},{"$f":"VLOOKUP(0,AY48:BB64,4)","v":0}]
[null,null,null,null,null,null,null,"N",{"$f":"IFERROR(K77, \"\")","v":""},{"$f":"IFERROR(K87, \"\")","v":""},{"$f":"IFERROR(K97, \"\")","v":""},{"$f":"IFERROR(K107, \"\")","v":""},null,null,null,null,null,null,null,null,null,null,null,null,{"$f":"IF(IF($AB50>=$X$2,1,0)>0,Y49+1,IF($AB50>=$X$2,1,0))","v":2},0.5,null,{"$f":"'Retention Basin'!AB50","v":0},null,{"$f":"IF(IF(AE50>$AD$48,1,0)>0,AD49+1,IF(AE50>=$AD$48,1,0))","v":1},25,15,10,null,null,null,null,{"$f":"IF(IF(AM50>$AA$81,1,0)>0,AL49+1,IF(AM50>=$AA$81,1,0))","v":{"$error":"#DIV/0!"}},0.5,null,{"$f":"'Stormwater Treatment Analysis'!$AC$75","v":{"$error":"#REF!"}},null,null,null,null,null,2,2,2,2,2,0.5,null,{"$f":"'Stormwater Treatment Analysis'!$AC$75","v":{"$error":"#REF!"}},null,null,{"$f":"VLOOKUP(1,AY48:BB64,2)","v":0.25},{"$f":"VLOOKUP(1,AY48:BB64,4)","v":{"$error":"#REF!"}}]
[null,null,null,null,null,null,null,"P",{"$f":"IFERROR(K82, \"\")","v":""},{"$f":"IFERROR(K92, \"\")","v":""},{"$f":"IFERROR(K102, \"\")","v":""},{"$f":"IFERROR(K112, \"\")","v":""},null,null,null,null,null,null,null,null,null,null,null,null,3,0.75,null,{"$f":"'Retention Basin'!AB51","v":0},null,{"$f":"IF(IF(AE51>$AD$48,1,0)>0,AD50+1,IF(AE51>=$AD$48,1,0))","v":2},50,25,15,null,null,null,null,{"$error":"#DIV/0!"},0.75,null,{"$f":"'Stormwater Treatment Analysis'!$AC$96","v":{"$error":"#REF!"}},null,null,null,null,null,3,3,3,3,3,0.75,null,{"$f":"'Stormwater Treatment Analysis'!$AC$96","v":{"$error":"#REF!"}}]
[null,null,null,null,null,null,null,null,null,null,null,null,null,null,null,null,null,null,null,null,null,null,null,null,4,1,null,{"$f":"'Retention Basin'!AB52","v":0},null,{"$f":"IF(IF(AE52>$AD$48,1,0)>0,AD51+1,IF(AE52>=$AD$48,1,0))","v":3},100,45,25,null,null,null,null,{"$error":"#DIV/0!"},1,null,{"$f":"'Stormwater Treatment Analysis'!$AC$117","v":{"$error":"#REF!"}},null,null,null,null,null,4,4,4,4,4,1,null,{"$f":"'Stormwater Treatment Analysis'!$AC$117","v":{"$error":"#REF!"}},null,null,{"$f":"VLOOKUP(0,AX48:BB64,3)","v":0},{"$f":"VLOOKUP(0,AX48:BB64,5)","v":0},null,null,{"$f":"'Media Mixes'!$B$2","v":"MIX:"},"TN(%)","TP(%)"]
[null,null,null,null,null,null,null,null,null,null,null,null,null,null,null,null,null,null,null,null,null,null,null,null,{"$f":"IF(IF($AB53>=$X$2,1,0)>0,Y52+1,IF($AB53>=$X$2,1,0))","v":5},1.25,null,{"$f":"'Retention Basin'!AB53","v":0},null,{"$f":"IF(IF(AE53>$AD$48,1,0)>0,AD52+1,IF(AE53>=$AD$48,1,0))","v":4},350,60,65,null,null,null,null,{"$error":"#DIV/0!"},1.25,null,{"$f":"'Stormwater Treatment Analysis'!$AC$138","v":{"$error":"#REF!"}},null,null,null,null,null,{"$f":"IF(IF($AZ53>BE73,1,0)>0,AU52+1,IF($AZ53>=BE73,1,0))","v":5},{"$f":"IF(IF($AZ53>BF73,1,0)>0,AV52+1,IF($AZ53>=BF73,1,0))","v":5},5,5,5,1.25,null,{"$f":"'Stormwater Treatment Analysis'!$AC$138","v":{"$error":"#REF!"}},null,null,{"$f":"VLOOKUP(1,AX48:BB64,3)","v":0.25},{"$f":"VLOOKUP(1,AX48:BB64,5)","v":{"$error":"#REF!"}},null,null,{"$f":"'Media Mixes'!$B$3","v":"B&G ECT"},{"$f":"'Media Mixes'!$C$3","v":55},{"$f":"'Media Mixes'!$D$3","v":65}]
[null,null,"N","P","N","P","N","P","N","P","Retention Amount:","Efficiency Provided:",null,null,null,null,null,null,null,null,null,null,null,null,6,1.5,null,{"$f":"'Retention Basin'!AB54","v":0},null,null,null,null,null,null,null,null,null,{"$error":"#DIV/0!"},1.5,null,{"$f":"'Stormwater Treatment Analysis'!$AC$159","v":{"$error":"#REF!"}},null,null,null,null,null,6,{"$f":"IF(IF($AZ54>BF74,1,0)>0,AV53+1,IF($AZ54>=BF74,1,0))","v":6},6,6,6,1.5,null,{"$f":"'Stormwater Treatment Analysis'!$AC$159","v":{"$error":"#REF!"}},null,null,null,null,null,null,{"$f":"'Media Mixes'!$B$4","v":"B&G OTE"},{"$f":"'Media Mixes'!$C$4","v":45},{"$f":"'Media Mixes'!$D$4","v":45}]
[null,null,0,0,0,0,0,0,0,0,0,null,0,null,null,null,null,null,null,null,null,null,null,null,7,1.75,null,{"$f":"'Retention Basin'!AB55","v":0},null,0,{"$f":"VLOOKUP(0,AD49:AG53,2)","v":10},{"$f":"VLOOKUP(AD55,AD49:AG53,3)","v":10},{"$f":"VLOOKUP(AD55,AD49:AG53,4)","v":5},null,null,null,null,{"$error":"#DIV/0!"},1.75,null,{"$f":"'Stormwater Treatment Analysis'!$AC$180","v":{"$error":"#REF!"}},null,null,null,null,null,7,7,7,7,7,1.75,null,{"$f":"'Stormwater Treatment Analysis'!$AC$180","v":{"$error":"#REF!"}},null,null,{"$f":"VLOOKUP(0,AW48:BB64,4)","v":0},{"$f":"VLOOKUP(0,AW48:BB64,6)","v":0},null,null,{"$f":"'Media Mixes'!$B$5","v":"B&G ECT3"},{"$f":"'Media Mixes'!$C$5","v":25},{"$f":"'Media Mixes'!$D$5","v":25}]
[null,null,{"$f":"IF(IF(M56>=$G$16,1,0)>0,C55+1,IF(M56>=$G$16,1,0))","v":{"$error":"#REF!"}},{"$f":"IF(IF(M56>=$G$17,1,0)>0,D55+1,IF(M56>=$G$17,1,0))","v":{"$error":"#REF!"}},{"$f":"IF(IF(M56>=$H$16,1,0)>0,E55+1,IF(M56>=$H$16,1,0))","v":{"$error":"#REF!"}},{"$f":"IF(IF(M56>=$H$17,1,0)>0,F55+1,IF(M56>=$H$17,1,0))","v":{"$error":"#REF!"}},{"$f":"IF(IF(M56>=$I$16,1,0)>0,G55+1,IF(M56>=$I$16,1,0))","v":{"$error":"#REF!"}},{"$f":"IF(IF(M56>=$I$17,1,0)>0,H55+1,IF(M56>=$I$17,1,0))","v":{"$error":"#REF!"}},{"$f":"IF(IF(M56>=$J$16,1,0)>0,I55+1,IF(M56>=$J$16,1,0))","v":{"$error":"#REF!"}},{"$f":"IF(IF(M56>=$J$17,1,0)>0,J55+1,IF(M56>=$J$17,1,0))","v":{"$error":"#REF!"}},0.25,null,{"$f":"'Vegetated Natural Buffer'!L55","v":{"$error":"#REF!"}},null,null,null,null,null,null,null,null,null,null,null,8,2,null,{"$f":"'Retention Basin'!AB56","v":0},null,1,{"$f":"VLOOKUP(AD56,AD49:AG53,2)","v":25},{"$f":"VLOOKUP(AD56,AD49:AG53,3)","v":15},{"$f":"VLOOKUP(AD56,AD49:AG53,4)","v":10},null,"Retention:","R","F",{"$error":"#DIV/0!"},2,null,{"$f":"'Stormwater Treatment Analysis'!$AC$201","v":{"$error":"#REF!"}},null,null,null,null,null,8,8,8,8,8,2,null,{"$f":"'Stormwater Treatment Analysis'!$AC$201","v":{"$error":"#REF!"}},null,null,{"$f":"VLOOKUP(1,AW48:BB64,4)","v":0.25},{"$f":"VLOOKUP(1,AW48:BB64,6)","v":{"$error":"#REF!"}},null,null,{"$f":"'Media Mixes'!$B$6","v":"SAT"},{"$f":"'Media Mixes'!$C$6","v":30},{"$f":"'Media Mixes'!$D$6","v":60}]
[null,null,{"$f":"IF(IF(M57>=$G$16,1,0)>0,C56+1,IF(M57>=$G$16,1,0))","v":{"$error":"#REF!"}},{"$f":"IF(IF(M57>=$G$17,1,0)>0,D56+1,IF(M57>=$G$17,1,0))","v":{"$error":"#REF!"}},{"$f":"IF(IF(M57>=$H$16,1,0)>0,E56+1,IF(M57>=$H$16,1,0))","v":{"$error":"#REF!"}},{"$f":"IF(IF(M57>=$H$17,1,0)>0,F56+1,IF(M57>=$H$17,1,0))","v":{"$error":"#REF!"}},{"$f":"IF(IF(M57>=$I$16,1,0)>0,G56+1,IF(M57>=$I$16,1,0))","v":{"$error":"#REF!"}},{"$f":"IF(IF(M57>=$I$17,1,0)>0,H56+1,IF(M57>=$I$17,1,0))","v":{"$error":"#REF!"}},{"$f":"IF(IF(M57>=$J$16,1,0)>0,I56+1,IF(M57>=$J$16,1,0))","v":{"$error":"#REF!"}},{"$f":"IF(IF(M57>=$J$17,1,0)>0,J56+1,IF(M57>=$J$17,1,0))","v":{"$error":"#REF!"}},0.5,null,{"$f":"'Vegetated Natural Buffer'!L56","v":{"$error":"#REF!"}},null,null,null,null,null,null,null,null,null,null,null,9,2.25,null,{"$f":"'Retention Basin'!AB57","v":0},null,null,null,null,null,null,"N:",{"$f":"IF(ISERROR(IF(AA81>AM64,AO64,AA73+((AA81-Z73)/(Z74-Z73)*(AA74-AA73))))=TRUE,0,(IF(AA81>AM64,AO64,AA73+((AA81-Z73)/(Z74-Z73)*(AA74-AA73)))))","v":0},{"$f":"AJ57+((100-AJ57)*(AF58/100))","v":0},{"$error":"#DIV/0!"},2.25,null,{"$f":"'Stormwater Treatment Analysis'!$AC$222","v":{"$error":"#REF!"}},null,null,null,null,null,9,9,9,9,9,2.25,null,{"$f":"'Stormwater Treatment Analysis'!$AC$222","v":{"$error":"#REF!"}},null,null,null,null,null,null,{"$f":"'Media Mixes'!$B$7","v":"B&G CTS12"},{"$f":"'Media Mixes'!$C$7","v":60},{"$f":"'Media Mixes'!$D$7","v":90}]
[null,null,{"$error":"#REF!"},{"$error":"#REF!"},{"$error":"#REF!"},{"$error":"#REF!"},{"$error":"#REF!"},{"$error":"#REF!"},{"$error":"#REF!"},{"$error":"#REF!"},0.75,null,{"$f":"'Vegetated Natural Buffer'!L57","v":{"$error":"#REF!"}},null,null,null,null,null,null,null,null,null,null,null,10,2.5,null,{"$f":"'Retention Basin'!AB58","v":0},null,null,{"$f":"AD48","v":0},{"$f":"IF(AE58<10,0,(AF55+((AF56-AF55)/(AE56-AE55)*(AE58-AE55))))","v":0},{"$f":"IF(AE58<10,0,(AG55+((AG56-AG55)/(AE56-AE55)*(AE58-AE55))))","v":0},null,"P:",{"$f":"IF(ISERROR(IF(AA81>AM64,AO64,AA73+((AA81-Z73)/(Z74-Z73)*(AA74-AA73))))=TRUE,0,(IF(AA81>AM64,AO64,AA73+((AA81-Z73)/(Z74-Z73)*(AA74-AA73)))))","v":0},{"$f":"AJ58+((100-AJ58)*(AG58/100))","v":0},{"$error":"#DIV/0!"},2.5,null,{"$f":"'Stormwater Treatment Analysis'!$AC$243","v":{"$error":"#REF!"}},null,null,null,null,null,10,10,10,10,10,2.5,null,{"$f":"'Stormwater Treatment Analysis'!$AC$243","v":{"$error":"#REF!"}},null,null,{"$f":"VLOOKUP(0,AV48:BB64,5)","v":0},{"$f":"VLOOKUP(0,AV48:BB64,7)","v":0},null,null,{"$f":"'Media Mixes'!#REF!","v":{"$error":"#REF!"}},{"$f":"'Media Mixes'!#REF!","v":{"$error":"#REF!"}},{"$f":"'Media Mixes'!#REF!","v":{"$error":"#REF!"}}]
[null,null,{"$error":"#REF!"},{"$error":"#REF!"},{"$error":"#REF!"},{"$error":"#REF!"},{"$error":"#REF!"},{"$error":"#REF!"},{"$error":"#REF!"},{"$error":"#REF!"},1,null,{"$f":"'Vegetated Natural Buffer'!L58","v":{"$error":"#REF!"}},null,null,null,null,null,null,null,null,null,null,null,11,2.75,null,{"$f":"'Retention Basin'!AB59","v":0},null,null,null,null,null,null,null,null,null,{"$error":"#DIV/0!"},2.75,null,{"$f":"'Stormwater Treatment Analysis'!$AC$264","v":{"$error":"#REF!"}},null,null,null,null,null,11,11,11,11,11,2.75,null,{"$f":"'Stormwater Treatment Analysis'!$AC$264","v":{"$error":"#REF!"}},null,null,{"$f":"VLOOKUP(1,AV48:BB64,5)","v":0.25},{"$f":"VLOOKUP(1,AV48:BB64,7)","v":{"$error":"#REF!"}},null,null,{"$f":"'Media Mixes'!$B$8","v":"UDM*"},{"$f":"'Media Mixes'!$C$8","v":0},{"$f":"'Media Mixes'!$D$8","v":0}]
[null,null,{"$error":"#REF!"},{"$error":"#REF!"},{"$error":"#REF!"},{"$error":"#REF!"},{"$error":"#REF!"},{"$error":"#REF!"},{"$error":"#REF!"},{"$error":"#REF!"},1.25,null,{"$f":"'Vegetated Natural Buffer'!L59","v":{"$error":"#REF!"}},null,null,null,null,null,null,null,null,null,null,null,12,3,null,{"$f":"'Retention Basin'!AB60","v":0},null,"Buffer - 2%:",null,null,null,null,null,null,null,{"$error":"#DIV/0!"},3,null,{"$f":"'Stormwater Treatment Analysis'!$AC$285","v":{"$error":"#REF!"}},null,null,null,null,null,12,12,12,12,12,3,null,{"$f":"'Stormwater Treatment Analysis'!$AC$285","v":{"$error":"#REF!"}},null,null,null,null,null,null,{"$f":"$H$20","v":0},{"$f":"VLOOKUP(BI60,BI53:BK59,2,FALSE)","v":{"$error":"#N/A"}},{"$f":"VLOOKUP(BI60,BI53:BK59,3,FALSE)","v":{"$error":"#N/A"}}]
[null,null,{"$error":"#REF!"},{"$error":"#REF!"},{"$error":"#REF!"},{"$error":"#REF!"},{"$error":"#REF!"},{"$error":"#REF!"},{"$error":"#REF!"},{"$error":"#REF!"},1.5,null,{"$f":"'Vegetated Natural Buffer'!L60","v":{"$error":"#REF!"}},null,null,null,null,null,null,null,null,null,null,null,13,3.25,null,{"$f":"'Retention Basin'!AB61","v":0},null,{"$f":"$H$10","v":0},"BW:","TN:","TP:",null,null,null,null,{"$error":"#DIV/0!"},3.25,null,{"$f":"'Stormwater Treatment Analysis'!$AC$306","v":{"$error":"#REF!"}},null,null,null,null,null,13,13,13,13,13,3.25,null,{"$f":"'Stormwater Treatment Analysis'!$AC$306","v":{"$error":"#REF!"}},null,null,{"$f":"VLOOKUP(0,AU48:BB64,6)","v":0},{"$f":"VLOOKUP(0,AU48:BB64,8)","v":0}]
[null,null,{"$error":"#REF!"},{"$error":"#REF!"},{"$error":"#REF!"},{"$error":"#REF!"},{"$error":"#REF!"},{"$error":"#REF!"},{"$error":"#REF!"},{"$error":"#REF!"},1.75,null,{"$f":"'Vegetated Natural Buffer'!L61","v":{"$error":"#REF!"}},null,null,null,null,null,null,null,null,null,null,null,14,3.5,null,{"$f":"'Retention Basin'!AB62","v":0},null,0,10,50,25,null,null,null,null,{"$error":"#DIV/0!"},3.5,null,{"$f":"'Stormwater Treatment Analysis'!$AC$327","v":{"$error":"#REF!"}},null,null,null,null,null,14,14,14,14,14,3.5,null,{"$f":"'Stormwater Treatment Analysis'!$AC$327","v":{"$error":"#REF!"}},null,null,{"$f":"VLOOKUP(1,AU48:BB64,6)","v":0.25},{"$f":"VLOOKUP(1,AU48:BB64,8)","v":{"$error":"#REF!"}}]
[null,null,{"$error":"#REF!"},{"$error":"#REF!"},{"$error":"#REF!"},{"$error":"#REF!"},{"$error":"#REF!"},{"$error":"#REF!"},{"$error":"#REF!"},{"$error":"#REF!"},2,null,{"$f":"'Vegetated Natural Buffer'!L62","v":{"$error":"#REF!"}},null,null,null,null,null,null,null,null,null,null,null,15,3.75,null,{"$f":"'Retention Basin'!AB63","v":0},null,{"$f":"IF(IF(AE63>$AD$61,1,0)>0,AD62+1,IF(AE63>=$AD$61,1,0))","v":1},25,60,40,null,null,null,null,{"$error":"#DIV/0!"},3.75,null,{"$f":"'Stormwater Treatment Analysis'!$AC$348","v":{"$error":"#REF!"}},null,null,null,null,null,15,15,15,15,15,3.75,null,{"$f":"'Stormwater Treatment Analysis'!$AC$348","v":{"$error":"#REF!"}}]
[null,null,{"$error":"#REF!"},{"$error":"#REF!"},{"$error":"#REF!"},{"$error":"#REF!"},{"$error":"#REF!"},{"$error":"#REF!"},{"$error":"#REF!"},{"$error":"#REF!"},2.25,null,{"$f":"'Vegetated Natural Buffer'!L63","v":{"$error":"#REF!"}},null,null,null,null,null,null,null,null,null,null,null,16,4,null,{"$f":"'Retention Basin'!AB64","v":0},null,{"$f":"IF(IF(AE64>$AD$61,1,0)>0,AD63+1,IF(AE64>=$AD$61,1,0))","v":2},50,65,55,null,null,null,null,{"$error":"#DIV/0!"},4,null,{"$f":"'Stormwater Treatment Analysis'!$AC$369","v":{"$error":"#REF!"}},null,null,null,null,null,16,16,16,16,16,4,null,{"$f":"'Stormwater Treatment Analysis'!$AC$369","v":{"$error":"#REF!"}}]
[null,null,{"$error":"#REF!"},{"$error":"#REF!"},{"$error":"#REF!"},{"$error":"#REF!"},{"$error":"#REF!"},{"$error":"#REF!"},{"$error":"#REF!"},{"$error":"#REF!"},2.5,null,{"$f":"'Vegetated Natural Buffer'!L64","v":{"$error":"#REF!"}},null,null,null,null,null,null,null,null,null,null,null,null,null,null,null,null,{"$f":"IF(IF(AE65>$AD$61,1,0)>0,AD64+1,IF(AE65>=$AD$61,1,0))","v":3},100,75,60]
[null,null,{"$error":"#REF!"},{"$error":"#REF!"},{"$error":"#REF!"},{"$error":"#REF!"},{"$error":"#REF!"},{"$error":"#REF!"},{"$error":"#REF!"},{"$error":"#REF!"},2.75,null,{"$f":"'Vegetated Natural Buffer'!L65","v":{"$error":"#REF!"}},null,null,null,null,null,null,null,null,null,null,null,"Interpolation for Retention Amount:",null,null,null,null,{"$f":"IF(IF(AE66>$AD$61,1,0)>0,AD65+1,IF(AE66>=$AD$61,1,0))","v":4},350,90,65]
[null,null,{"$error":"#REF!"},{"$error":"#REF!"},{"$error":"#REF!"},{"$error":"#REF!"},{"$error":"#REF!"},{"$error":"#REF!"},{"$error":"#REF!"},{"$error":"#REF!"},3,null,{"$f":"'Vegetated Natural Buffer'!L66","v":{"$error":"#REF!"}},null,null,null,null,null,null,null,null,null,null,null,null,null,null,null,null,null,null,null,null,null,null,null,null,null,null,null,null,null,null,"Slope",{"$f":"$H$15","v":0},null,"Buffer W:",6,null,2,null,"Ratio of Buffer width to Contributing Area width",null,null,null,null,"Retention",null,null,null,null,"Retention Efficiency",null,null,null,null,"Nitrogen Efficiency - Retention",null,null,null,null,"Phosphorus Efficiency - Retention",null,null,null,null,"Nitrogen Efficiency - Detention",null,null,null,null,"Phosphorus Efficiency - Detention",null,null,null,null,"Nitrogen Removal Efficiency of VNB",null,null,null,null,"Phosphorus Removal Efficiency of VNB",null,null,null,null,{"$f":"IF($G$19=\"Nitrogen\",CI67,CN67)","v":"Phosphorus Removal Efficiency of VNB"},null,null,null,{"$f":"IF($G$19=\"Nitrogen\",$H$16,$H$17)","v":""}]
[null,null,{"$error":"#REF!"},{"$error":"#REF!"},{"$error":"#REF!"},{"$error":"#REF!"},{"$error":"#REF!"},{"$error":"#REF!"},{"$error":"#REF!"},{"$error":"#REF!"},3.25,null,{"$f":"'Vegetated Natural Buffer'!L67","v":{"$error":"#REF!"}},null,null,null,null,null,null,null,null,null,null,null,null,{"$f":"VLOOKUP(0,Y48:AB64,2)","v":0},{"$f":"VLOOKUP(0,Y48:AB64,4)","v":0},null,null,0,{"$f":"VLOOKUP(AD68,AD62:AG66,2)","v":10},{"$f":"VLOOKUP(AD68,AD62:AG66,3)","v":50},{"$f":"VLOOKUP(AD68,AD62:AG66,4)","v":25},null,null,null,null,null,null,null,null,null,null,null,"N","P",null,"N","P",null,null,0.2,0.4,0.6,0.8,1,0.2,0.4,0.6,0.8,1,0.2,0.4,0.6,0.8,1,0.2,0.4,0.6,0.8,1,0.2,0.4,0.6,0.8,1,0.2,0.4,0.6,0.8,1,0.2,0.4,0.6,0.8,1,0.2,0.4,0.6,0.8,1,0.2,0.4,0.6,0.8,1]
[null,null,{"$error":"#REF!"},{"$error":"#REF!"},{"$error":"#REF!"},{"$error":"#REF!"},{"$error":"#REF!"},{"$error":"#REF!"},{"$error":"#REF!"},{"$error":"#REF!"},3.5,null,{"$f":"'Vegetated Natural Buffer'!L68","v":{"$error":"#REF!"}},null,null,null,null,null,null,null,null,null,null,null,null,{"$f":"VLOOKUP(1,Y48:AB64,2)","v":0.25},{"$f":"VLOOKUP(1,Y48:AB64,4)","v":0},null,null,1,{"$f":"VLOOKUP(AD69,AD62:AG66,2)","v":25},{"$f":"VLOOKUP(AD69,AD62:AG66,3)","v":60},{"$f":"VLOOKUP(AD69,AD62:AG66,4)","v":40},null,"Detention:","R","F",null,null,null,null,null,null,null,{"$f":"IF($AS$67<2,0,(AX69+((AV69-AX69)/($AV$67-$AX$67)*($AS$67-$AX$67))))","v":0},{"$f":"IF($AS$67<2,0,(AY69+((AW69-AY69)/($AV$67-$AX$67)*($AS$67-$AX$67))))","v":0},10,10,5,50,25,{"$f":"$AU69/AZ$68","v":50},{"$f":"$AU69/BA$68","v":25},{"$f":"$AU69/BB$68","v":16.666666666666668},12.5,10,{"$f":"(($AU69*$H$12*$H$14)/(AZ69+$AU69))*12","v":0},{"$f":"(($AU69*$H$12*$H$14)/(BA69+$AU69))*12","v":0},{"$f":"(($AU69*$H$12*$H$14)/(BB69+$AU69))*12","v":0},{"$f":"(($AU69*$H$12*$H$14)/(BC69+$AU69))*12","v":0},{"$f":"(($AU69*$H$12*$H$14)/(BD69+$AU69))*12","v":0},{"$f":"IF(ISERROR(IF(BE69>AZ64,BB64,BF61+((BE69-BE61)/(BE62-BE61)*(BF62-BF61))))=TRUE,0,(IF(BE69>AZ64,BB64,BF61+((BE69-BE61)/(BE62-BE61)*(BF62-BF61)))))","v":0},{"$f":"IF(ISERROR(IF(BF69>AZ64,BB64,BF58+((BF69-BE58)/(BE59-BE58)*(BF59-BF58))))=TRUE,0,(IF(BF69>AZ64,BB64,BF58+((BF69-BE58)/(BE59-BE58)*(BF59-BF58)))))","v":0},{"$f":"IF(ISERROR(IF(BG69>AZ64,BB64,BF55+((BG69-BE55)/(BE56-BE55)*(BF56-BF55))))=TRUE,0,(IF(BG69>AZ64,BB64,BF55+((BG69-BE55)/(BE56-BE55)*(BF56-BF55)))))","v":0},{"$f":"IF(ISERROR(IF(BH69>AZ64,BB64,BF52+((BH69-BE52)/(BE53-BE52)*(BF53-BF52))))=TRUE,0,(IF(BH69>AZ64,BB64,BF52+((BH69-BE52)/(BE53-BE52)*(BF53-BF52)))))","v":0},{"$f":"IF(ISERROR(IF(BI69>AZ64,BB64,BF49+((BI69-BE49)/(BE50-BE49)*(BF50-BF49))))=TRUE,0,(IF(BI69>AZ64,BB64,BF49+((BI69-BE49)/(BE50-BE49)*(BF50-BF49)))))","v":0},{"$f":"((BJ69)*($BJ$60/100))+((100-BJ69)*($AS69/100))","v":{"$error":"#N/A"}},{"$f":"((BK69)*($BJ$60/100))+((100-BK69)*($AS69/100))","v":{"$error":"#N/A"}},{"$f":"((BL69)*($BJ$60/100))+((100-BL69)*($AS69/100))","v":{"$error":"#N/A"}},{"$f":"((BM69)*($BJ$60/100))+((100-BM69)*($AS69/100))","v":{"$error":"#N/A"}},{"$f":"((BN69)*($BJ$60/100))+((100-BN69)*($AS69/100))","v":{"$error":"#N/A"}},{"$f":"(BJ69*($BK$60/100))+((100-BJ69)*($AT69/100))","v":{"$error":"#N/A"}},{"$f":"(BK69*($BK$60/100))+((100-BK69)*($AT69/100))","v":{"$error":"#N/A"}},{"$f":"(BL69*($BK$60/100))+((100-BL69)*($AT69/100))","v":{"$error":"#N/A"}},{"$f":"(BM69*($BK$60/100))+((100-BM69)*($AT69/100))","v":{"$error":"#N/A"}},{"$f":"(BN69*($BK$60/100))+((100-BN69)*($AT69/100))","v":{"$error":"#N/A"}},{"$f":"((BJ69*($BJ$60/100)+BJ69*(1-($BJ$60/100))*($AX69/100))+((100-BJ69)*($AV69/100)))","v":{"$error":"#N/A"}},{"$f":"((BK69*($BJ$60/100)+BK69*(1-($BJ$60/100))*($AX69/100))+((100-BK69)*($AV69/100)))","v":{"$error":"#N/A"}},{"$f":"((BL69*($BJ$60/100)+BL69*(1-($BJ$60/100))*($AX69/100))+((100-BL69)*($AV69/100)))","v":{"$error":"#N/A"}},{"$f":"((BM69*($BJ$60/100)+BM69*(1-($BJ$60/100))*($AX69/100))+((100-BM69)*($AV69/100)))","v":{"$error":"#N/A"}},{"$f":"((BN69*($BJ$60/100)+BN69*(1-($BJ$60/100))*($AX69/100))+((100-BN69)*($AV69/100)))","v":{"$error":"#N/A"}},{"$f":"((BJ69*($BK$60/100)+BJ69*(1-($BK$60/100))*($AY69/100))+((100-BJ69)*($AW69/100)))","v":{"$error":"#N/A"}},{"$f":"((BK69*($BK$60/100)+BK69*(1-($BK$60/100))*($AY69/100))+((100-BK69)*($AW69/100)))","v":{"$error":"#N/A"}},{"$f":"((BL69*($BK$60/100)+BL69*(1-($BK$60/100))*($AY69/100))+((100-BL69)*($AW69/100)))","v":{"$error":"#N/A"}},{"$f":"((BM69*($BK$60/100)+BM69*(1-($BK$60/100))*($AY69/100))+((100-BM69)*($AW69/100)))","v":{"$error":"#N/A"}},{"$f":"((BN69*($BK$60/100)+BN69*(1-($BK$60/100))*($AY69/100))+((100-BN69)*($AW69/100)))","v":{"$error":"#N/A"}},{"$f":"BO69","v":{"$error":"#N/A"}},{"$f":"BP69","v":{"$error":"#N/A"}},{"$f":"BQ69","v":{"$error":"#N/A"}},{"$f":"BR69","v":{"$error":"#N/A"}},{"$f":"BS69","v":{"$error":"#N/A"}},{"$f":"BT69","v":{"$error":"#N/A"}},{"$f":"BU69","v":{"$error":"#N/A"}},{"$f":"BV69","v":{"$error":"#N/A"}},{"$f":"BW69","v":{"$error":"#N/A"}},{"$f":"BX69","v":{"$error":"#N/A"}},{"$f":"IF($G$19=\"Nitrogen\",CI69,CN69)","v":{"$error":"#N/A"}},{"$f":"IF($G$19=\"Nitrogen\",CJ69,CO69)","v":{"$error":"#N/A"}},{"$f":"IF($G$19=\"Nitrogen\",CK69,CP69)","v":{"$error":"#N/A"}},{"$f":"IF($G$19=\"Nitrogen\",CL69,CQ69)","v":{"$error":"#N/A"}},{"$f":"IF($G$19=\"Nitrogen\",CM69,CR69)","v":{"$error":"#N/A"}}]
[null,null,{"$error":"#REF!"},{"$error":"#REF!"},{"$error":"#REF!"},{"$error":"#REF!"},{"$error":"#REF!"},{"$error":"#REF!"},{"$error":"#REF!"},{"$error":"#REF!"},3.75,null,{"$f":"'Vegetated Natural Buffer'!L69","v":{"$error":"#REF!"}},null,null,null,null,null,null,null,null,null,null,null,null,null,null,null,null,null,null,null,null,null,"N:",{"$f":"IF(ISERROR(IF(AA81>AM64,AO64,AA73+((AA81-Z73)/(Z74-Z73)*(AA74-AA73))))=TRUE,0,(IF(AA81>AM64,AO64,AA73+((AA81-Z73)/(Z74-Z73)*(AA74-AA73)))))","v":0},{"$f":"((AJ70*(BJ60/100)+(AJ70*(1-BJ60/100)*(AF71/100)))+((100-AJ70)*(AF58/100)))","v":{"$error":"#N/A"}},null,null,null,null,null,null,null,{"$f":"IF($AS$67<2,0,(AX70+((AV70-AX70)/($AV$67-$AX$67)*($AS$67-$AX$67))))","v":0},{"$f":"IF($AS$67<2,0,(AY70+((AW70-AY70)/($AV$67-$AX$67)*($AS$67-$AX$67))))","v":0},13,11,6,{"$f":"AX69+2","v":52},{"$f":"AY69+3","v":28},{"$f":"$AU70/AZ$68","v":65},32.5,21.666666666666668,16.25,13,{"$f":"(($AU70*$H$12*$H$14)/(AZ70+$AU70))*12","v":0},{"$f":"(($AU70*$H$12*$H$14)/(BA70+$AU70))*12","v":0},{"$f":"(($AU70*$H$12*$H$14)/(BB70+$AU70))*12","v":0},{"$f":"(($AU70*$H$12*$H$14)/(BC70+$AU70))*12","v":0},{"$f":"(($AU70*$H$12*$H$14)/(BD70+$AU70))*12","v":0},{"$f":"BJ69","v":0},{"$f":"BK69","v":0},{"$f":"BL69","v":0},{"$f":"BM69","v":0},{"$f":"BN69","v":0},{"$error":"#N/A"},{"$error":"#N/A"},{"$error":"#N/A"},{"$error":"#N/A"},{"$error":"#N/A"},{"$error":"#N/A"},{"$error":"#N/A"},{"$error":"#N/A"},{"$error":"#N/A"},{"$error":"#N/A"},{"$error":"#N/A"},{"$error":"#N/A"},{"$error":"#N/A"},{"$error":"#N/A"},{"$error":"#N/A"},{"$error":"#N/A"},{"$error":"#N/A"},{"$error":"#N/A"},{"$error":"#N/A"},{"$error":"#N/A"},{"$f":"BO70","v":{"$error":"#N/A"}},{"$error":"#N/A"},{"$error":"#N/A"},{"$error":"#N/A"},{"$error":"#N/A"},{"$f":"BT70","v":{"$error":"#N/A"}},{"$error":"#N/A"},{"$error":"#N/A"},{"$error":"#N/A"},{"$error":"#N/A"},{"$f":"IF($G$19=\"Nitrogen\",CI70,CN70)","v":{"$error":"#N/A"}},{"$f":"IF($G$19=\"Nitrogen\",CJ70,CO70)","v":{"$error":"#N/A"}},{"$f":"IF($G$19=\"Nitrogen\",CK70,CP70)","v":{"$error":"#N/A"}},{"$f":"IF($G$19=\"Nitrogen\",CL70,CQ70)","v":{"$error":"#N/A"}},{"$f":"IF($G$19=\"Nitrogen\",CM70,CR70)","v":{"$error":"#N/A"}}]
[null,null,{"$error":"#REF!"},{"$error":"#REF!"},{"$error":"#REF!"},{"$error":"#REF!"},{"$error":"#REF!"},{"$error":"#REF!"},{"$error":"#REF!"},{"$error":"#REF!"},4,null,{"$f":"'Vegetated Natural Buffer'!L70","v":{"$error":"#REF!"}},null,null,null,null,null,null,null,null,null,null,null,"Interpolation for Retention Amount:",null,null,null,null,null,{"$f":"AD61","v":0},{"$f":"IF(AE71<10,0,(AF68+((AF69-AF68)/(AE69-AE68)*(AE71-AE68))))","v":0},{"$f":"IF(AE71<10,0,(AG68+((AG69-AG68)/(AE69-AE68)*(AE71-AE68))))","v":0},null,"P:",{"$f":"IF(ISERROR(IF(AA81>AM64,AO64,AA73+((AA81-Z73)/(Z74-Z73)*(AA74-AA73))))=TRUE,0,(IF(AA81>AM64,AO64,AA73+((AA81-Z73)/(Z74-Z73)*(AA74-AA73)))))","v":0},{"$f":"((AJ71*(BK60/100)+(AJ71*(1-BK60/100)*(AG71/100)))+((100-AJ71)*(AG58/100)))","v":{"$error":"#N/A"}},null,null,null,null,null,null,null,0,0,16,12,7,{"$f":"AX70+2","v":54},{"$f":"AY70+3","v":31},80,40,26.666666666666668,20,16,0,0,0,0,0,0,0,0,0,0,{"$error":"#N/A"},{"$error":"#N/A"},{"$error":"#N/A"},{"$error":"#N/A"},{"$error":"#N/A"},{"$error":"#N/A"},{"$error":"#N/A"},{"$error":"#N/A"},{"$error":"#N/A"},{"$error":"#N/A"},{"$error":"#N/A"},{"$error":"#N/A"},{"$error":"#N/A"},{"$error":"#N/A"},{"$error":"#N/A"},{"$error":"#N/A"},{"$error":"#N/A"},{"$error":"#N/A"},{"$error":"#N/A"},{"$error":"#N/A"},{"$error":"#N/A"},{"$error":"#N/A"},{"$error":"#N/A"},{"$error":"#N/A"},{"$error":"#N/A"},{"$error":"#N/A"},{"$error":"#N/A"},{"$error":"#N/A"},{"$error":"#N/A"},{"$error":"#N/A"},{"$error":"#N/A"},{"$error":"#N/A"},{"$error":"#N/A"},{"$error":"#N/A"},{"$error":"#N/A"}]
[null,null,null,null,null,null,null,null,null,null,null,null,null,null,null,null,null,null,null,null,null,null,null,null,null,null,null,null,null,null,null,null,null,null,null,null,null,null,null,null,null,null,null,null,0,0,19,13,8,{"$f":"AX71+2","v":56},{"$f":"AY71+3","v":34},95,47.5,31.666666666666668,23.75,19,0,0,0,0,0,0,0,0,0,0,{"$error":"#N/A"},{"$error":"#N/A"},{"$error":"#N/A"},{"$error":"#N/A"},{"$error":"#N/A"},{"$error":"#N/A"},{"$error":"#N/A"},{"$error":"#N/A"},{"$error":"#N/A"},{"$error":"#N/A"},{"$error":"#N/A"},{"$error":"#N/A"},{"$error":"#N/A"},{"$error":"#N/A"},{"$error":"#N/A"},{"$error":"#N/A"},{"$error":"#N/A"},{"$error":"#N/A"},{"$error":"#N/A"},{"$error":"#N/A"},{"$error":"#N/A"},{"$error":"#N/A"},{"$error":"#N/A"},{"$error":"#N/A"},{"$error":"#N/A"},{"$error":"#N/A"},{"$error":"#N/A"},{"$error":"#N/A"},{"$error":"#N/A"},{"$error":"#N/A"},{"$error":"#N/A"},{"$error":"#N/A"},{"$error":"#N/A"},{"$error":"#N/A"},{"$error":"#N/A"}]
[null,null,null,null,null,null,null,null,null,"Interpolation for Retention Amount:",null,null,null,null,null,null,null,null,null,null,null,null,null,null,null,{"$f":"VLOOKUP(0,AL48:AO64,2)","v":0},{"$f":"VLOOKUP(0,AL48:AO64,4)","v":0},null,null,"ERROR MESSAGE:",null,{"$f":"$H$7","v":0},{"$f":"AF73*0.99","v":0},{"$f":"AF73*1.01","v":0},{"$f":"((($H$11*($H$10+$H$13))/43560))","v":0},null,null,null,null,null,null,null,null,null,0,0,22,14,9,{"$f":"AX72+2","v":58},{"$f":"AY72+3","v":37},110,55,36.666666666666671,27.5,22,0,0,0,0,0,0,0,0,0,0,{"$error":"#N/A"},{"$error":"#N/A"},{"$error":"#N/A"},{"$error":"#N/A"},{"$error":"#N/A"},{"$error":"#N/A"},{"$error":"#N/A"},{"$error":"#N/A"},{"$error":"#N/A"},{"$error":"#N/A"},{"$error":"#N/A"},{"$error":"#N/A"},{"$error":"#N/A"},{"$error":"#N/A"},{"$error":"#N/A"},{"$error":"#N/A"},{"$error":"#N/A"},{"$error":"#N/A"},{"$error":"#N/A"},{"$error":"#N/A"},{"$error":"#N/A"},{"$error":"#N/A"},{"$error":"#N/A"},{"$error":"#N/A"},{"$error":"#N/A"},{"$error":"#N/A"},{"$error":"#N/A"},{"$error":"#N/A"},{"$error":"#N/A"},{"$error":"#N/A"},{"$error":"#N/A"},{"$error":"#N/A"},{"$error":"#N/A"},{"$error":"#N/A"},{"$error":"#N/A"}]
[null,null,null,null,null,null,null,null,null,null,"Catch 1",null,null,null,null,null,null,null,null,null,null,null,null,null,null,{"$f":"VLOOKUP(1,AL48:AO64,2)","v":0},{"$f":"VLOOKUP(1,AL48:AO64,4)","v":0},null,null,null,null,null,null,null,null,null,null,null,null,null,null,null,null,null,0,0,25,15,10,60,40,125,62.5,41.666666666666671,31.25,25,0,0,0,0,0,0,0,0,0,0,{"$error":"#N/A"},{"$error":"#N/A"},{"$error":"#N/A"},{"$error":"#N/A"},{"$error":"#N/A"},{"$error":"#N/A"},{"$error":"#N/A"},{"$error":"#N/A"},{"$error":"#N/A"},{"$error":"#N/A"},{"$error":"#N/A"},{"$error":"#N/A"},{"$error":"#N/A"},{"$error":"#N/A"},{"$error":"#N/A"},{"$error":"#N/A"},{"$error":"#N/A"},{"$error":"#N/A"},{"$error":"#N/A"},{"$error":"#N/A"},{"$error":"#N/A"},{"$error":"#N/A"},{"$error":"#N/A"},{"$error":"#N/A"},{"$error":"#N/A"},{"$error":"#N/A"},{"$error":"#N/A"},{"$error":"#N/A"},{"$error":"#N/A"},{"$error":"#N/A"},{"$error":"#N/A"},{"$error":"#N/A"},{"$error":"#N/A"},{"$error":"#N/A"},{"$error":"#N/A"}]
[null,null,null,null,null,null,null,null,null,null,{"$f":"VLOOKUP(0,C55:M71,9)","v":0},{"$f":"VLOOKUP(0,C55:M71,11)","v":0},null,null,null,null,null,null,null,null,null,null,null,null,null,null,null,null,null,{"$f":"IF(AND(AI73>AG73,AI73<AH73)=TRUE,0,\"THE DIMENSIONS OF THE FILTER STRIP AND AREA DRAINING TO THE FILTER STRIP DO NOT MATCH THE AREA SPECIFIED IN THE PRE- AND POST-DEVELOPMENT WATERSHED CHARACTERISTICS TAB. PLEASE REVISE.\")","v":"THE DIMENSIONS OF THE FILTER STRIP AND AREA DRAINING TO THE FILTER STRIP DO NOT MATCH THE AREA SPECIFIED IN THE PRE- AND POST-DEVELOPMENT WATERSHED CHARACTERISTICS TAB. PLEASE REVISE."},null,null,null,null,null,null,null,null,null,null,null,null,null,null,0,0,30,{"$f":"AV74+2","v":17},{"$f":"AW74+1","v":11},61,{"$f":"AY74+3","v":43},150,75,50,37.5,30,0,0,0,0,0,0,0,0,0,0,{"$error":"#N/A"},{"$error":"#N/A"},{"$error":"#N/A"},{"$error":"#N/A"},{"$error":"#N/A"},{"$error":"#N/A"},{"$error":"#N/A"},{"$error":"#N/A"},{"$error":"#N/A"},{"$error":"#N/A"},{"$error":"#N/A"},{"$error":"#N/A"},{"$error":"#N/A"},{"$error":"#N/A"},{"$error":"#N/A"},{"$error":"#N/A"},{"$error":"#N/A"},{"$error":"#N/A"},{"$error":"#N/A"},{"$error":"#N/A"},{"$error":"#N/A"},{"$error":"#N/A"},{"$error":"#N/A"},{"$error":"#N/A"},{"$error":"#N/A"},{"$error":"#N/A"},{"$error":"#N/A"},{"$error":"#N/A"},{"$error":"#N/A"},{"$error":"#N/A"},{"$error":"#N/A"},{"$error":"#N/A"},{"$error":"#N/A"},{"$error":"#N/A"},{"$error":"#N/A"}]
[null,null,null,null,null,null,null,null,null,null,{"$f":"VLOOKUP(1,C55:M71,9)","v":0},{"$f":"VLOOKUP(1,C55:M71,11)","v":0},null,null,null,null,null,null,null,null,null,null,null,null,null,null,null,null,null,null,null,null,null,null,null,null,null,null,null,null,null,null,null,null,0,0,35,{"$f":"AV75+2","v":19},12,62,{"$f":"AY75+3","v":46},175,87.5,58.333333333333336,43.75,35,0,0,0,0,0,0,0,0,0,0,{"$error":"#N/A"},{"$error":"#N/A"},{"$error":"#N/A"},{"$error":"#N/A"},{"$error":"#N/A"},{"$error":"#N/A"},{"$error":"#N/A"},{"$error":"#N/A"},{"$error":"#N/A"},{"$error":"#N/A"},{"$error":"#N/A"},{"$error":"#N/A"},{"$error":"#N/A"},{"$error":"#N/A"},{"$error":"#N/A"},{"$error":"#N/A"},{"$error":"#N/A"},{"$error":"#N/A"},{"$error":"#N/A"},{"$error":"#N/A"},{"$error":"#N/A"},{"$error":"#N/A"},{"$error":"#N/A"},{"$error":"#N/A"},{"$error":"#N/A"},{"$error":"#N/A"},{"$error":"#N/A"},{"$error":"#N/A"},{"$error":"#N/A"},{"$error":"#N/A"},{"$error":"#N/A"},{"$error":"#N/A"},{"$error":"#N/A"},{"$error":"#N/A"},{"$error":"#N/A"}]
[null,null,null,null,null,null,null,null,null,"N",{"$f":"IF(C71=0, 0, IF($G$16=\"Select soil augmentation\",\"\",(IF($G$16>M71,K71,K75+(($G$16-L75)/(L76-L75)*(K76-K75))))))","v":{"$error":"#REF!"}},null,null,null,null,null,null,null,null,null,null,null,null,null,0.16,null,"Area:",{"$f":"(($H$11)*($H$10+$H$13)/43560)","v":0},null,null,null,"TN","TP",null,null,null,null,null,null,null,null,null,null,null,0,0,40,{"$f":"AV76+2","v":21},13,63,{"$f":"AY76+3","v":49},200,100,66.666666666666671,50,40,0,0,0,0,0,0,0,0,0,0,{"$error":"#N/A"},{"$error":"#N/A"},{"$error":"#N/A"},{"$error":"#N/A"},{"$error":"#N/A"},{"$error":"#N/A"},{"$error":"#N/A"},{"$error":"#N/A"},{"$error":"#N/A"},{"$error":"#N/A"},{"$error":"#N/A"},{"$error":"#N/A"},{"$error":"#N/A"},{"$error":"#N/A"},{"$error":"#N/A"},{"$error":"#N/A"},{"$error":"#N/A"},{"$error":"#N/A"},{"$error":"#N/A"},{"$error":"#N/A"},{"$error":"#N/A"},{"$error":"#N/A"},{"$error":"#N/A"},{"$error":"#N/A"},{"$error":"#N/A"},{"$error":"#N/A"},{"$error":"#N/A"},{"$error":"#N/A"},{"$error":"#N/A"},{"$error":"#N/A"},{"$error":"#N/A"},{"$error":"#N/A"},{"$error":"#N/A"},{"$error":"#N/A"},{"$error":"#N/A"}]
[null,null,null,null,null,null,null,null,null,null,null,null,null,null,null,null,null,null,null,null,null,null,null,null,0.2,null,"Detention","Nitrogen",null,null,2,{"$f":"AF71","v":0},{"$f":"AG71","v":0},null,null,null,null,null,null,null,null,null,null,null,0,0,45,{"$f":"AV77+2","v":23},14,64,{"$f":"AY77+3","v":52},225,112.5,75,56.25,45,0,0,0,0,0,0,0,0,0,0,{"$error":"#N/A"},{"$error":"#N/A"},{"$error":"#N/A"},{"$error":"#N/A"},{"$error":"#N/A"},{"$error":"#N/A"},{"$error":"#N/A"},{"$error":"#N/A"},{"$error":"#N/A"},{"$error":"#N/A"},{"$error":"#N/A"},{"$error":"#N/A"},{"$error":"#N/A"},{"$error":"#N/A"},{"$error":"#N/A"},{"$error":"#N/A"},{"$error":"#N/A"},{"$error":"#N/A"},{"$error":"#N/A"},{"$error":"#N/A"},{"$error":"#N/A"},{"$error":"#N/A"},{"$error":"#N/A"},{"$error":"#N/A"},{"$error":"#N/A"},{"$error":"#N/A"},{"$error":"#N/A"},{"$error":"#N/A"},{"$error":"#N/A"},{"$error":"#N/A"},{"$error":"#N/A"},{"$error":"#N/A"},{"$error":"#N/A"},{"$error":"#N/A"},{"$error":"#N/A"}]
[null,null,null,null,null,null,null,null,null,null,"Catch 1",null,null,null,null,null,null,null,null,null,null,null,null,null,0.25,null,"Retention","Phosphorus",null,null,6,{"$f":"AF58","v":0},{"$f":"AG58","v":0},null,null,null,null,null,null,null,null,null,null,null,0,0,50,25,15,65,55,250,125,83.333333333333343,62.5,50,0,0,0,0,0,0,0,0,0,0,{"$error":"#N/A"},{"$error":"#N/A"},{"$error":"#N/A"},{"$error":"#N/A"},{"$error":"#N/A"},{"$error":"#N/A"},{"$error":"#N/A"},{"$error":"#N/A"},{"$error":"#N/A"},{"$error":"#N/A"},{"$error":"#N/A"},{"$error":"#N/A"},{"$error":"#N/A"},{"$error":"#N/A"},{"$error":"#N/A"},{"$error":"#N/A"},{"$error":"#N/A"},{"$error":"#N/A"},{"$error":"#N/A"},{"$error":"#N/A"},{"$error":"#N/A"},{"$error":"#N/A"},{"$error":"#N/A"},{"$error":"#N/A"},{"$error":"#N/A"},{"$error":"#N/A"},{"$error":"#N/A"},{"$error":"#N/A"},{"$error":"#N/A"},{"$error":"#N/A"},{"$error":"#N/A"},{"$error":"#N/A"},{"$error":"#N/A"},{"$error":"#N/A"},{"$error":"#N/A"}]
[null,null,null,null,null,null,null,null,null,null,{"$f":"VLOOKUP(0,D55:M71,8)","v":0},{"$f":"VLOOKUP(0,D55:M71,10)","v":0},null,null,null,null,null,null,null,null,null,null,null,null,{"$f":"($H$10*$H$12*$H$14)","v":0},"cf",null,null,null,null,null,null,null,null,"N","P",null,null,null,null,null,null,null,null,0,0,60,{"$f":"AV79+4","v":29},{"$f":"AW79+2","v":17},67,{"$f":"AY79+1","v":56},300,150,100,75,60,0,0,0,0,0,0,0,0,0,0,{"$error":"#N/A"},{"$error":"#N/A"},{"$error":"#N/A"},{"$error":"#N/A"},{"$error":"#N/A"},{"$error":"#N/A"},{"$error":"#N/A"},{"$error":"#N/A"},{"$error":"#N/A"},{"$error":"#N/A"},{"$error":"#N/A"},{"$error":"#N/A"},{"$error":"#N/A"},{"$error":"#N/A"},{"$error":"#N/A"},{"$error":"#N/A"},{"$error":"#N/A"},{"$error":"#N/A"},{"$error":"#N/A"},{"$error":"#N/A"},{"$error":"#N/A"},{"$error":"#N/A"},{"$error":"#N/A"},{"$error":"#N/A"},{"$error":"#N/A"},{"$error":"#N/A"},{"$error":"#N/A"},{"$error":"#N/A"},{"$error":"#N/A"},{"$error":"#N/A"},{"$error":"#N/A"},{"$error":"#N/A"},{"$error":"#N/A"},{"$error":"#N/A"},{"$error":"#N/A"}]
[null,null,null,null,null,null,null,null,null,null,{"$f":"VLOOKUP(1,D55:M71,8)","v":0},{"$f":"VLOOKUP(1,D55:M71,10)","v":0},null,null,null,null,null,null,null,null,null,null,null,null,{"$f":"(Y80/($H$10+$H$13))*12","v":{"$error":"#DIV/0!"}},"in",{"$f":"Y81","v":{"$error":"#DIV/0!"}},"in",null,null,null,{"$f":"IF($H$15<2,0,(AF78+((AF79-AF78)/(AE79-AE78)*($H$15-AE78))))","v":0},{"$f":"IF($H$15<2,0,(AG78+((AG79-AG78)/(AE79-AE78)*($H$15-AE78))))","v":0},null,{"$f":"IF(H20=0, \"\", (AF83*(BJ60/100))+(100-AF83)*(AF81/100))","v":""},{"$f":"IF(H20=0, \"\", (AF83*(BK60/100))+(100-AF83)*(AG81/100))","v":""},null,null,null,null,null,null,null,null,0,0,70,{"$f":"AV80+4","v":33},19,69,{"$f":"AY80+1","v":57},350,175,116.66666666666667,87.5,70,0,0,0,0,0,0,0,0,0,0,{"$error":"#N/A"},{"$error":"#N/A"},{"$error":"#N/A"},{"$error":"#N/A"},{"$error":"#N/A"},{"$error":"#N/A"},{"$error":"#N/A"},{"$error":"#N/A"},{"$error":"#N/A"},{"$error":"#N/A"},{"$error":"#N/A"},{"$error":"#N/A"},{"$error":"#N/A"},{"$error":"#N/A"},{"$error":"#N/A"},{"$error":"#N/A"},{"$error":"#N/A"},{"$error":"#N/A"},{"$error":"#N/A"},{"$error":"#N/A"},{"$error":"#N/A"},{"$error":"#N/A"},{"$error":"#N/A"},{"$error":"#N/A"},{"$error":"#N/A"},{"$error":"#N/A"},{"$error":"#N/A"},{"$error":"#N/A"},{"$error":"#N/A"},{"$error":"#N/A"},{"$error":"#N/A"},{"$error":"#N/A"},{"$error":"#N/A"},{"$error":"#N/A"},{"$error":"#N/A"}]
[null,null,null,null,null,null,null,null,null,"P",{"$f":"IF(D71=0, 0, IF($G$17=\"Select soil augmentation\",\"\",(IF($G$17>M71,K71,K80+(($G$17-L80)/(L81-L80)*(K81-K80))))))","v":{"$error":"#REF!"}},null,null,null,null,null,null,null,null,null,null,null,null,null,null,null,null,null,null,null,null,null,null,"Mass Leaving [kg/yr]",{"$f":"IF(H16=\"Select soil augmentation\",0,(1-AI81/100)*'Watershed Characteristics'!T34)","v":{"$error":"#VALUE!"}},{"$f":"IF(H16=\"Select soil augmentation\",0,(1-AJ81/100)*'Watershed Characteristics'!T35)","v":{"$error":"#VALUE!"}},null,null,null,null,null,null,null,null,0,0,80,{"$f":"AV81+4","v":37},21,71,{"$f":"AY81+1","v":58},400,200,133.33333333333334,100,80,0,0,0,0,0,0,0,0,0,0,{"$error":"#N/A"},{"$error":"#N/A"},{"$error":"#N/A"},{"$error":"#N/A"},{"$error":"#N/A"},{"$error":"#N/A"},{"$error":"#N/A"},{"$error":"#N/A"},{"$error":"#N/A"},{"$error":"#N/A"},{"$error":"#N/A"},{"$error":"#N/A"},{"$error":"#N/A"},{"$error":"#N/A"},{"$error":"#N/A"},{"$error":"#N/A"},{"$error":"#N/A"},{"$error":"#N/A"},{"$error":"#N/A"},{"$error":"#N/A"},{"$error":"#N/A"},{"$error":"#N/A"},{"$error":"#N/A"},{"$error":"#N/A"},{"$error":"#N/A"},{"$error":"#N/A"},{"$error":"#N/A"},{"$error":"#N/A"},{"$error":"#N/A"},{"$error":"#N/A"},{"$error":"#N/A"},{"$error":"#N/A"},{"$error":"#N/A"},{"$error":"#N/A"},{"$error":"#N/A"}]
[null,null,null,null,null,null,null,null,null,null,null,null,null,null,null,null,null,null,null,null,null,null,null,null,null,null,null,null,null,null,null,{"$f":"AJ57","v":0},null,null,null,null,null,null,null,null,null,null,null,null,0,0,90,{"$f":"AV82+4","v":41},23,73,{"$f":"AY82+1","v":59},450,225,150,112.5,90,0,0,0,0,0,0,0,0,0,0,{"$error":"#N/A"},{"$error":"#N/A"},{"$error":"#N/A"},{"$error":"#N/A"},{"$error":"#N/A"},{"$error":"#N/A"},{"$error":"#N/A"},{"$error":"#N/A"},{"$error":"#N/A"},{"$error":"#N/A"},{"$error":"#N/A"},{"$error":"#N/A"},{"$error":"#N/A"},{"$error":"#N/A"},{"$error":"#N/A"},{"$error":"#N/A"},{"$error":"#N/A"},{"$error":"#N/A"},{"$error":"#N/A"},{"$error":"#N/A"},{"$error":"#N/A"},{"$error":"#N/A"},{"$error":"#N/A"},{"$error":"#N/A"},{"$error":"#N/A"},{"$error":"#N/A"},{"$error":"#N/A"},{"$error":"#N/A"},{"$error":"#N/A"},{"$error":"#N/A"},{"$error":"#N/A"},{"$error":"#N/A"},{"$error":"#N/A"},{"$error":"#N/A"},{"$error":"#N/A"}]
[null,null,null,null,null,null,null,null,null,null,"Catch 2",null,null,null,null,null,null,null,null,null,null,null,null,null,null,null,null,null,null,null,null,null,null,null,null,null,null,null,null,null,null,null,null,null,0,0,100,45,25,75,60,500,250,166.66666666666669,125,100,0,0,0,0,0,0,0,0,0,0,{"$error":"#N/A"},{"$error":"#N/A"},{"$error":"#N/A"},{"$error":"#N/A"},{"$error":"#N/A"},{"$error":"#N/A"},{"$error":"#N/A"},{"$error":"#N/A"},{"$error":"#N/A"},{"$error":"#N/A"},{"$error":"#N/A"},{"$error":"#N/A"},{"$error":"#N/A"},{"$error":"#N/A"},{"$error":"#N/A"},{"$error":"#N/A"},{"$error":"#N/A"},{"$error":"#N/A"},{"$error":"#N/A"},{"$error":"#N/A"},{"$error":"#N/A"},{"$error":"#N/A"},{"$error":"#N/A"},{"$error":"#N/A"},{"$error":"#N/A"},{"$error":"#N/A"},{"$error":"#N/A"},{"$error":"#N/A"},{"$error":"#N/A"},{"$error":"#N/A"},{"$error":"#N/A"},{"$error":"#N/A"},{"$error":"#N/A"},{"$error":"#N/A"},{"$error":"#N/A"}]
[null,null,null,null,null,null,null,null,null,null,{"$f":"VLOOKUP(0,E55:M71,7)","v":0},{"$f":"VLOOKUP(0,E55:M71,9)","v":0},null,null,null,null,null,null,null,null,null,null,null,null,null,null,null,null,null,null,null,null,null,null,null,null,null,null,null,null,null,null,null,null,0,0,150,{"$f":"AV84+3","v":48},{"$f":"AW84+8","v":33},{"$f":"AX84+3","v":78},{"$f":"AY84+1","v":61},750,375,250,187.5,150,0,0,0,0,0,0,0,0,0,0,{"$error":"#N/A"},{"$error":"#N/A"},{"$error":"#N/A"},{"$error":"#N/A"},{"$error":"#N/A"},{"$error":"#N/A"},{"$error":"#N/A"},{"$error":"#N/A"},{"$error":"#N/A"},{"$error":"#N/A"},{"$error":"#N/A"},{"$error":"#N/A"},{"$error":"#N/A"},{"$error":"#N/A"},{"$error":"#N/A"},{"$error":"#N/A"},{"$error":"#N/A"},{"$error":"#N/A"},{"$error":"#N/A"},{"$error":"#N/A"},{"$error":"#N/A"},{"$error":"#N/A"},{"$error":"#N/A"},{"$error":"#N/A"},{"$error":"#N/A"},{"$error":"#N/A"},{"$error":"#N/A"},{"$error":"#N/A"},{"$error":"#N/A"},{"$error":"#N/A"},{"$error":"#N/A"},{"$error":"#N/A"},{"$error":"#N/A"},{"$error":"#N/A"},{"$error":"#N/A"}]
[null,null,null,null,null,null,null,null,null,null,{"$f":"VLOOKUP(1,E55:M71,7)","v":0},{"$f":"VLOOKUP(1,E55:M71,9)","v":0},null,null,null,null,null,null,null,null,null,null,null,null,null,null,null,null,null,null,null,null,null,null,null,null,null,null,null,null,null,null,null,null,0,0,200,{"$f":"AV85+3","v":51},{"$f":"AW85+8","v":41},{"$f":"AX85+3","v":81},{"$f":"AY85+1","v":62},1000,500,333.33333333333337,250,200,0,0,0,0,0,0,0,0,0,0,{"$error":"#N/A"},{"$error":"#N/A"},{"$error":"#N/A"},{"$error":"#N/A"},{"$error":"#N/A"},{"$error":"#N/A"},{"$error":"#N/A"},{"$error":"#N/A"},{"$error":"#N/A"},{"$error":"#N/A"},{"$error":"#N/A"},{"$error":"#N/A"},{"$error":"#N/A"},{"$error":"#N/A"},{"$error":"#N/A"},{"$error":"#N/A"},{"$error":"#N/A"},{"$error":"#N/A"},{"$error":"#N/A"},{"$error":"#N/A"},{"$error":"#N/A"},{"$error":"#N/A"},{"$error":"#N/A"},{"$error":"#N/A"},{"$error":"#N/A"},{"$error":"#N/A"},{"$error":"#N/A"},{"$error":"#N/A"},{"$error":"#N/A"},{"$error":"#N/A"},{"$error":"#N/A"},{"$error":"#N/A"},{"$error":"#N/A"},{"$error":"#N/A"},{"$error":"#N/A"}]
[null,null,null,null,null,null,null,null,null,"N",{"$f":"IF(E71=0, 0, IF($H$16=\"Select soil augmentation\",\"\",(IF($H$16>M71,K71,K85+(($H$16-L85)/(L86-L85)*(K86-K85))))))","v":{"$error":"#REF!"}},null,null,null,null,null,null,null,null,null,null,null,null,null,null,null,null,null,null,null,null,null,null,null,null,null,null,null,null,null,null,null,null,null,0,0,250,{"$f":"AV86+3","v":54},{"$f":"AW86+8","v":49},{"$f":"AX86+3","v":84},{"$f":"AY86+1","v":63},1250,625,416.66666666666669,312.5,250,0,0,0,0,0,0,0,0,0,0,{"$error":"#N/A"},{"$error":"#N/A"},{"$error":"#N/A"},{"$error":"#N/A"},{"$error":"#N/A"},{"$error":"#N/A"},{"$error":"#N/A"},{"$error":"#N/A"},{"$error":"#N/A"},{"$error":"#N/A"},{"$error":"#N/A"},{"$error":"#N/A"},{"$error":"#N/A"},{"$error":"#N/A"},{"$error":"#N/A"},{"$error":"#N/A"},{"$error":"#N/A"},{"$error":"#N/A"},{"$error":"#N/A"},{"$error":"#N/A"},{"$error":"#N/A"},{"$error":"#N/A"},{"$error":"#N/A"},{"$error":"#N/A"},{"$error":"#N/A"},{"$error":"#N/A"},{"$error":"#N/A"},{"$error":"#N/A"},{"$error":"#N/A"},{"$error":"#N/A"},{"$error":"#N/A"},{"$error":"#N/A"},{"$error":"#N/A"},{"$error":"#N/A"},{"$error":"#N/A"}]
[null,null,null,null,null,null,null,null,null,null,null,null,null,null,null,null,null,null,null,null,null,null,null,null,null,null,null,null,null,null,null,null,null,null,null,null,null,null,null,null,null,null,null,null,0,0,300,{"$f":"AV87+3","v":57},{"$f":"AW87+8","v":57},{"$f":"AX87+3","v":87},{"$f":"AY87+1","v":64},1500,750,500,375,300,0,0,0,0,0,0,0,0,0,0,{"$error":"#N/A"},{"$error":"#N/A"},{"$error":"#N/A"},{"$error":"#N/A"},{"$error":"#N/A"},{"$error":"#N/A"},{"$error":"#N/A"},{"$error":"#N/A"},{"$error":"#N/A"},{"$error":"#N/A"},{"$error":"#N/A"},{"$error":"#N/A"},{"$error":"#N/A"},{"$error":"#N/A"},{"$error":"#N/A"},{"$error":"#N/A"},{"$error":"#N/A"},{"$error":"#N/A"},{"$error":"#N/A"},{"$error":"#N/A"},{"$error":"#N/A"},{"$error":"#N/A"},{"$error":"#N/A"},{"$error":"#N/A"},{"$error":"#N/A"},{"$error":"#N/A"},{"$error":"#N/A"},{"$error":"#N/A"},{"$error":"#N/A"},{"$error":"#N/A"},{"$error":"#N/A"},{"$error":"#N/A"},{"$error":"#N/A"},{"$error":"#N/A"},{"$error":"#N/A"}]
[null,null,null,null,null,null,null,null,null,null,"Catch 2",null,null,null,null,null,null,null,null,null,null,null,null,null,null,null,null,null,null,null,null,null,null,null,null,null,null,null,null,null,null,null,null,null,0,0,350,60,65,90,65,1750,875,583.33333333333337,437.5,350,0,0,0,0,0,0,0,0,0,0,{"$error":"#N/A"},{"$error":"#N/A"},{"$error":"#N/A"},{"$error":"#N/A"},{"$error":"#N/A"},{"$error":"#N/A"},{"$error":"#N/A"},{"$error":"#N/A"},{"$error":"#N/A"},{"$error":"#N/A"},{"$error":"#N/A"},{"$error":"#N/A"},{"$error":"#N/A"},{"$error":"#N/A"},{"$error":"#N/A"},{"$error":"#N/A"},{"$error":"#N/A"},{"$error":"#N/A"},{"$error":"#N/A"},{"$error":"#N/A"},{"$error":"#N/A"},{"$error":"#N/A"},{"$error":"#N/A"},{"$error":"#N/A"},{"$error":"#N/A"},{"$error":"#N/A"},{"$error":"#N/A"},{"$error":"#N/A"},{"$error":"#N/A"},{"$error":"#N/A"},{"$error":"#N/A"},{"$error":"#N/A"},{"$error":"#N/A"},{"$error":"#N/A"},{"$error":"#N/A"}]
[null,null,null,null,null,null,null,null,null,null,{"$f":"VLOOKUP(0,F55:M71,6)","v":0},{"$f":"VLOOKUP(0,F55:M71,8)","v":0}]
[null,null,null,null,null,null,null,null,null,null,{"$f":"VLOOKUP(1,F55:M71,6)","v":0},{"$f":"VLOOKUP(1,F55:M71,8)","v":0},null,null,null,null,null,null,null,null,null,null,null,"Catch 3",null,null,null,null,null,null,null,null,null,null,null,null,null,"Treatment efficiency as a function of the retention depth for specified watershed characteristics:"]
[null,null,null,null,null,null,null,null,null,"P",{"$f":"IF(F71=0, 0, IF($H$17=\"Select soil augmentation\",\"\",(IF($H$17>M71,K71,K90+(($H$17-L90)/(L91-L90)*(K91-K90))))))","v":{"$error":"#REF!"}},null,null,null,null,null,null,null,null,null,null,null,null,{"$f":"MAX(S101:S102)","v":0},"Retention Amount:",null,"Efficiency Provided:",null,null,"Buffer - 6%:",null,null,null,null,null,null,null,"Retention Amount:",null,"Efficiency Provided:",null,null,null,null,null,null,null,null,null,null,null,"Retention Amount:",null,"Efficiency Provided:"]
[null,null,null,null,null,null,null,null,null,null,null,null,null,null,null,null,null,null,null,null,null,null,null,null,0,0,null,0,null,{"$f":"$I$10","v":0},"BW:","TN:","TP:",null,null,null,null,0,0,null,0,null,null,null,null,null,0,0,0,0,0,0,null,0]
[null,null,null,null,null,null,null,null,null,null,"Catch 3",null,null,null,null,null,null,null,null,null,null,null,null,null,{"$f":"IF(IF($AB94>=$X$2,1,0)>0,Y93+1,IF($AB94>=$X$2,1,0))","v":1},0.25,null,{"$f":"'Retention Basin'!AB94","v":0},null,0,10,10,5,null,null,null,null,{"$f":"IF(IF(AM94>$AA$126,1,0)>0,AL93+1,IF(AM94>=$AA$126,1,0))","v":{"$error":"#DIV/0!"}},0.25,null,{"$f":"'Stormwater Treatment Analysis'!$AC$54","v":{"$error":"#REF!"}},null,null,null,null,null,{"$f":"IF(IF($AZ94>BE114,1,0)>0,AU93+1,IF($AZ94>=BE114,1,0))","v":1},1,{"$f":"IF(IF($AZ94>BG114,1,0)>0,AW93+1,IF($AZ94>=BG114,1,0))","v":1},{"$f":"IF(IF($AZ94>BH114,1,0)>0,AX93+1,IF($AZ94>=BH114,1,0))","v":1},{"$f":"IF(IF($AZ94>BI114,1,0)>0,AY93+1,IF($AZ94>=BI114,1,0))","v":1},0.25,null,{"$f":"'Stormwater Treatment Analysis'!$AC$54","v":{"$error":"#REF!"}},null,null,{"$f":"VLOOKUP(0,AY93:BB109,2)","v":0},{"$f":"VLOOKUP(0,AY93:BB109,4)","v":0}]
[null,null,null,null,null,null,null,null,null,null,{"$f":"VLOOKUP(0,G55:M71,5)","v":0},{"$f":"VLOOKUP(0,G55:M71,7)","v":0},null,null,null,null,null,null,null,null,null,null,null,null,{"$f":"IF(IF($AB95>=$X$2,1,0)>0,Y94+1,IF($AB95>=$X$2,1,0))","v":2},0.5,null,{"$f":"'Retention Basin'!AB95","v":0},null,{"$f":"IF(IF(AE95>$AD$93,1,0)>0,AD94+1,IF(AE95>=$AD$93,1,0))","v":1},25,15,10,null,null,null,null,{"$f":"IF(IF(AM95>$AA$126,1,0)>0,AL94+1,IF(AM95>=$AA$126,1,0))","v":{"$error":"#DIV/0!"}},0.5,null,{"$f":"'Stormwater Treatment Analysis'!$AC$75","v":{"$error":"#REF!"}},null,null,null,null,null,2,2,2,2,2,0.5,null,{"$f":"'Stormwater Treatment Analysis'!$AC$75","v":{"$error":"#REF!"}},null,null,{"$f":"VLOOKUP(1,AY93:BB109,2)","v":0.25},{"$f":"VLOOKUP(1,AY93:BB109,4)","v":{"$error":"#REF!"}}]
[null,null,null,null,null,null,null,null,null,null,{"$f":"VLOOKUP(1,G55:M71,5)","v":0},{"$f":"VLOOKUP(1,G55:M71,7)","v":0},null,null,null,null,null,null,null,null,null,null,null,null,3,0.75,null,{"$f":"'Retention Basin'!AB96","v":0},null,{"$f":"IF(IF(AE96>$AD$93,1,0)>0,AD95+1,IF(AE96>=$AD$93,1,0))","v":2},50,25,15,null,null,null,null,{"$error":"#DIV/0!"},0.75,null,{"$f":"'Stormwater Treatment Analysis'!$AC$96","v":{"$error":"#REF!"}},null,null,null,null,null,3,3,3,3,3,0.75,null,{"$f":"'Stormwater Treatment Analysis'!$AC$96","v":{"$error":"#REF!"}}]
[null,null,null,null,null,null,null,null,null,"N",{"$f":"IF(G71=0, 0, IF($I$16=\"Select soil augmentation\",\"\",(IF($I$16>M71,K71,K95+(($I$16-L95)/(L96-L95)*(K96-K95))))))","v":{"$error":"#REF!"}},null,null,null,null,null,null,null,null,null,null,null,null,null,4,1,null,{"$f":"'Retention Basin'!AB97","v":0},null,{"$f":"IF(IF(AE97>$AD$93,1,0)>0,AD96+1,IF(AE97>=$AD$93,1,0))","v":3},100,45,25,null,null,null,null,{"$error":"#DIV/0!"},1,null,{"$f":"'Stormwater Treatment Analysis'!$AC$117","v":{"$error":"#REF!"}},null,null,null,null,null,4,4,4,4,4,1,null,{"$f":"'Stormwater Treatment Analysis'!$AC$117","v":{"$error":"#REF!"}},null,null,{"$f":"VLOOKUP(0,AX93:BB109,3)","v":0},{"$f":"VLOOKUP(0,AX93:BB109,5)","v":0},null,null,{"$f":"'Media Mixes'!$B$2","v":"MIX:"},"TN(%)","TP(%)"]
[null,null,null,null,null,null,null,null,null,null,null,null,null,null,null,null,null,null,null,null,null,null,null,null,{"$f":"IF(IF($AB98>=$X$2,1,0)>0,Y97+1,IF($AB98>=$X$2,1,0))","v":5},1.25,null,{"$f":"'Retention Basin'!AB98","v":0},null,{"$f":"IF(IF(AE98>$AD$93,1,0)>0,AD97+1,IF(AE98>=$AD$93,1,0))","v":4},350,60,65,null,null,null,null,{"$error":"#DIV/0!"},1.25,null,{"$f":"'Stormwater Treatment Analysis'!$AC$138","v":{"$error":"#REF!"}},null,null,null,null,null,{"$f":"IF(IF($AZ98>BE118,1,0)>0,AU97+1,IF($AZ98>=BE118,1,0))","v":5},{"$f":"IF(IF($AZ98>BF118,1,0)>0,AV97+1,IF($AZ98>=BF118,1,0))","v":5},5,5,5,1.25,null,{"$f":"'Stormwater Treatment Analysis'!$AC$138","v":{"$error":"#REF!"}},null,null,{"$f":"VLOOKUP(1,AX93:BB109,3)","v":0.25},{"$f":"VLOOKUP(1,AX93:BB109,5)","v":{"$error":"#REF!"}},null,null,{"$f":"'Media Mixes'!$B$3","v":"B&G ECT"},{"$f":"'Media Mixes'!$C$3","v":55},{"$f":"'Media Mixes'!$D$3","v":65}]
[null,null,null,null,null,null,null,null,null,null,"Catch 3",null,null,null,null,null,null,null,null,null,null,null,null,null,6,1.5,null,{"$f":"'Retention Basin'!AB99","v":0},null,null,null,null,null,null,null,null,null,{"$error":"#DIV/0!"},1.5,null,{"$f":"'Stormwater Treatment Analysis'!$AC$159","v":{"$error":"#REF!"}},null,null,null,null,null,6,{"$f":"IF(IF($AZ99>BF119,1,0)>0,AV98+1,IF($AZ99>=BF119,1,0))","v":6},6,6,6,1.5,null,{"$f":"'Stormwater Treatment Analysis'!$AC$159","v":{"$error":"#REF!"}},null,null,null,null,null,null,{"$f":"'Media Mixes'!$B$4","v":"B&G OTE"},{"$f":"'Media Mixes'!$C$4","v":45},{"$f":"'Media Mixes'!$D$4","v":45}]
[null,null,null,null,null,null,null,null,null,null,{"$f":"VLOOKUP(0,H55:M71,4)","v":0},{"$f":"VLOOKUP(0,H55:M71,6)","v":0},null,null,null,null,null,null,null,null,null,null,null,null,7,1.75,null,{"$f":"'Retention Basin'!AB100","v":0},null,0,{"$f":"VLOOKUP(0,AD94:AG98,2)","v":10},{"$f":"VLOOKUP(AD100,AD94:AG98,3)","v":10},{"$f":"VLOOKUP(AD100,AD94:AG98,4)","v":5},null,null,null,null,{"$error":"#DIV/0!"},1.75,null,{"$f":"'Stormwater Treatment Analysis'!$AC$180","v":{"$error":"#REF!"}},null,null,null,null,null,7,7,7,7,7,1.75,null,{"$f":"'Stormwater Treatment Analysis'!$AC$180","v":{"$error":"#REF!"}},null,null,{"$f":"VLOOKUP(0,AW93:BB109,4)","v":0},{"$f":"VLOOKUP(0,AW93:BB109,6)","v":0},null,null,{"$f":"'Media Mixes'!$B$5","v":"B&G ECT3"},{"$f":"'Media Mixes'!$C$5","v":25},{"$f":"'Media Mixes'!$D$5","v":25}]
[null,null,null,null,null,null,null,null,null,null,{"$f":"VLOOKUP(1,H55:M71,4)","v":0},{"$f":"VLOOKUP(1,H55:M71,6)","v":0},null,null,null,null,null,null,null,null,null,null,null,null,8,2,null,{"$f":"'Retention Basin'!AB101","v":0},null,1,{"$f":"VLOOKUP(AD101,AD94:AG98,2)","v":25},{"$f":"VLOOKUP(AD101,AD94:AG98,3)","v":15},{"$f":"VLOOKUP(AD101,AD94:AG98,4)","v":10},null,"Retention:","R","F",{"$error":"#DIV/0!"},2,null,{"$f":"'Stormwater Treatment Analysis'!$AC$201","v":{"$error":"#REF!"}},null,null,null,null,null,8,8,8,8,8,2,null,{"$f":"'Stormwater Treatment Analysis'!$AC$201","v":{"$error":"#REF!"}},null,null,{"$f":"VLOOKUP(1,AW93:BB109,4)","v":0.25},{"$f":"VLOOKUP(1,AW93:BB109,6)","v":{"$error":"#REF!"}},null,null,{"$f":"'Media Mixes'!$B$6","v":"SAT"},{"$f":"'Media Mixes'!$C$6","v":30},{"$f":"'Media Mixes'!$D$6","v":60}]
[null,null,null,null,null,null,null,null,null,"P",{"$f":"IF(H71=0, 0, IF($I$17=\"Select soil augmentation\",\"\",(IF($I$17>M71,K71,K100+(($I$17-L100)/(L101-L100)*(K101-K100))))))","v":{"$error":"#REF!"}},null,null,null,null,null,null,null,null,null,null,null,null,null,9,2.25,null,{"$f":"'Retention Basin'!AB102","v":0},null,null,null,null,null,null,"N:",{"$f":"IF(ISERROR(IF(AA126>AM109,AO109,AA118+((AA126-Z118)/(Z119-Z118)*(AA119-AA118))))=TRUE,0,(IF(AA126>AM109,AO109,AA118+((AA126-Z118)/(Z119-Z118)*(AA119-AA118)))))","v":0},{"$f":"AJ102+((100-AJ102)*(AF103/100))","v":0},{"$error":"#DIV/0!"},2.25,null,{"$f":"'Stormwater Treatment Analysis'!$AC$222","v":{"$error":"#REF!"}},null,null,null,null,null,9,9,9,9,9,2.25,null,{"$f":"'Stormwater Treatment Analysis'!$AC$222","v":{"$error":"#REF!"}},null,null,null,null,null,null,{"$f":"'Media Mixes'!$B$7","v":"B&G CTS12"},{"$f":"'Media Mixes'!$C$7","v":60},{"$f":"'Media Mixes'!$D$7","v":90}]
[null,null,null,null,null,null,null,null,null,null,null,null,null,null,null,null,null,null,null,null,null,null,null,null,10,2.5,null,{"$f":"'Retention Basin'!AB103","v":0},null,null,{"$f":"AD93","v":0},{"$f":"IF(AE103<10,0,(AF100+((AF101-AF100)/(AE101-AE100)*(AE103-AE100))))","v":0},{"$f":"IF(AE103<10,0,(AG100+((AG101-AG100)/(AE101-AE100)*(AE103-AE100))))","v":0},null,"P:",{"$f":"IF(ISERROR(IF(AA126>AM109,AO109,AA118+((AA126-Z118)/(Z119-Z118)*(AA119-AA118))))=TRUE,0,(IF(AA126>AM109,AO109,AA118+((AA126-Z118)/(Z119-Z118)*(AA119-AA118)))))","v":0},{"$f":"AJ103+((100-AJ103)*(AG103/100))","v":0},{"$error":"#DIV/0!"},2.5,null,{"$f":"'Stormwater Treatment Analysis'!$AC$243","v":{"$error":"#REF!"}},null,null,null,null,null,10,10,10,10,10,2.5,null,{"$f":"'Stormwater Treatment Analysis'!$AC$243","v":{"$error":"#REF!"}},null,null,{"$f":"VLOOKUP(0,AV93:BB109,5)","v":0},{"$f":"VLOOKUP(0,AV93:BB109,7)","v":0},null,null,{"$f":"'Media Mixes'!#REF!","v":{"$error":"#REF!"}},{"$f":"'Media Mixes'!#REF!","v":{"$error":"#REF!"}},{"$f":"'Media Mixes'!#REF!","v":{"$error":"#REF!"}}]
[null,null,null,null,null,null,null,null,null,null,"Catch 4",null,null,null,null,null,null,null,null,null,null,null,null,null,11,2.75,null,{"$f":"'Retention Basin'!AB104","v":0},null,null,null,null,null,null,null,null,null,{"$error":"#DIV/0!"},2.75,null,{"$f":"'Stormwater Treatment Analysis'!$AC$264","v":{"$error":"#REF!"}},null,null,null,null,null,11,11,11,11,11,2.75,null,{"$f":"'Stormwater Treatment Analysis'!$AC$264","v":{"$error":"#REF!"}},null,null,{"$f":"VLOOKUP(1,AV93:BB109,5)","v":0.25},{"$f":"VLOOKUP(1,AV93:BB109,7)","v":{"$error":"#REF!"}},null,null,{"$f":"'Media Mixes'!$B$8","v":"UDM*"},{"$f":"'Media Mixes'!$C$8","v":0},{"$f":"'Media Mixes'!$D$8","v":0}]
[null,null,null,null,null,null,null,null,null,null,{"$f":"VLOOKUP(0,I55:M71,3)","v":0},{"$f":"VLOOKUP(0,I55:M71,5)","v":0},null,null,null,null,null,null,null,null,null,null,null,null,12,3,null,{"$f":"'Retention Basin'!AB105","v":0},null,"Buffer - 2%:",null,null,null,null,null,null,null,{"$error":"#DIV/0!"},3,null,{"$f":"'Stormwater Treatment Analysis'!$AC$285","v":{"$error":"#REF!"}},null,null,null,null,null,12,12,12,12,12,3,null,{"$f":"'Stormwater Treatment Analysis'!$AC$285","v":{"$error":"#REF!"}},null,null,null,null,null,null,{"$f":"$I$20","v":0},{"$f":"VLOOKUP(BI105,BI98:BK104,2,FALSE)","v":{"$error":"#N/A"}},{"$f":"VLOOKUP(BI105,BI98:BK104,3,FALSE)","v":{"$error":"#N/A"}}]
[null,null,null,null,null,null,null,null,null,null,{"$f":"VLOOKUP(1,I55:M71,3)","v":0},{"$f":"VLOOKUP(1,I55:M71,5)","v":0},null,null,null,null,null,null,null,null,null,null,null,null,13,3.25,null,{"$f":"'Retention Basin'!AB106","v":0},null,{"$f":"$I$10","v":0},"BW:","TN:","TP:",null,null,null,null,{"$error":"#DIV/0!"},3.25,null,{"$f":"'Stormwater Treatment Analysis'!$AC$306","v":{"$error":"#REF!"}},null,null,null,null,null,13,13,13,13,13,3.25,null,{"$f":"'Stormwater Treatment Analysis'!$AC$306","v":{"$error":"#REF!"}},null,null,{"$f":"VLOOKUP(0,AU93:BB109,6)","v":0},{"$f":"VLOOKUP(0,AU93:BB109,8)","v":0}]
[null,null,null,null,null,null,null,null,null,"N",{"$f":"IF(I71=0, 0, IF($J$16=\"Select soil augmentation\",\"\",(IF($J$16>M71,K71,K105+(($J$16-L105)/(L106-L105)*(K106-K105))))))","v":{"$error":"#REF!"}},null,null,null,null,null,null,null,null,null,null,null,null,null,14,3.5,null,{"$f":"'Retention Basin'!AB107","v":0},null,0,10,50,25,null,null,null,null,{"$error":"#DIV/0!"},3.5,null,{"$f":"'Stormwater Treatment Analysis'!$AC$327","v":{"$error":"#REF!"}},null,null,null,null,null,14,14,14,14,14,3.5,null,{"$f":"'Stormwater Treatment Analysis'!$AC$327","v":{"$error":"#REF!"}},null,null,{"$f":"VLOOKUP(1,AU93:BB109,6)","v":0.25},{"$f":"VLOOKUP(1,AU93:BB109,8)","v":{"$error":"#REF!"}}]
[null,null,null,null,null,null,null,null,null,null,null,null,null,null,null,null,null,null,null,null,null,null,null,null,15,3.75,null,{"$f":"'Retention Basin'!AB108","v":0},null,{"$f":"IF(IF(AE108>$AD$106,1,0)>0,AD107+1,IF(AE108>=$AD$106,1,0))","v":1},25,60,40,null,null,null,null,{"$error":"#DIV/0!"},3.75,null,{"$f":"'Stormwater Treatment Analysis'!$AC$348","v":{"$error":"#REF!"}},null,null,null,null,null,15,15,15,15,15,3.75,null,{"$f":"'Stormwater Treatment Analysis'!$AC$348","v":{"$error":"#REF!"}}]
[null,null,null,null,null,null,null,null,null,null,"Catch 4",null,null,null,null,null,null,null,null,null,null,null,null,null,16,4,null,{"$f":"'Retention Basin'!AB109","v":0},null,{"$f":"IF(IF(AE109>$AD$106,1,0)>0,AD108+1,IF(AE109>=$AD$106,1,0))","v":2},50,65,55,null,null,null,null,{"$error":"#DIV/0!"},4,null,{"$f":"'Stormwater Treatment Analysis'!$AC$369","v":{"$error":"#REF!"}},null,null,null,null,null,16,16,16,16,16,4,null,{"$f":"'Stormwater Treatment Analysis'!$AC$369","v":{"$error":"#REF!"}}]
[null,null,null,null,null,null,null,null,null,null,{"$f":"VLOOKUP(0,J55:M71,2)","v":0},{"$f":"VLOOKUP(0,J55:M71,4)","v":0},null,null,null,null,null,null,null,null,null,null,null,null,null,null,null,null,null,{"$f":"IF(IF(AE110>$AD$106,1,0)>0,AD109+1,IF(AE110>=$AD$106,1,0))","v":3},100,75,60]
[null,null,null,null,null,null,null,null,null,null,{"$f":"VLOOKUP(1,J55:M71,2)","v":0},{"$f":"VLOOKUP(1,J55:M71,4)","v":0},null,null,null,null,null,null,null,null,null,null,null,null,"Interpolation for Retention Amount:",null,null,null,null,{"$f":"IF(IF(AE111>$AD$106,1,0)>0,AD110+1,IF(AE111>=$AD$106,1,0))","v":4},350,90,65]
[null,null,null,null,null,null,null,null,null,"P",{"$f":"IF(J71=0, 0, IF($J$17=\"Select soil augmentation\",\"\",(IF($J$17>M71,K71,K110+(($J$17-L110)/(L111-L110)*(K111-K110))))))","v":{"$error":"#REF!"}},null,null,null,null,null,null,null,null,null,null,null,null,null,null,null,null,null,null,null,null,null,null,null,null,null,null,null,null,null,null,null,null,"Slope",{"$f":"$I$15","v":0},null,"Buffer W:",6,null,2,null,"Ratio of Buffer width to Contributing Area width",null,null,null,null,"Retention",null,null,null,null,"Retention Efficiency",null,null,null,null,"Nitrogen Efficiency - Retention",null,null,null,null,"Phosphorus Efficiency - Retention",null,null,null,null,"Nitrogen Efficiency - Detention",null,null,null,null,"Phosphorus Efficiency - Detention",null,null,null,null,"Nitrogen Removal Efficiency of VNB",null,null,null,null,"Phosphorus Removal Efficiency of VNB",null,null,null,null,{"$f":"IF($G$19=\"Nitrogen\",CI112,CN112)","v":"Phosphorus Removal Efficiency of VNB"},null,null,null,{"$f":"IF($G$19=\"Nitrogen\",$I$16,$I$17)","v":""}]
[null,null,null,null,null,null,null,null,null,null,null,null,null,null,null,null,null,null,null,null,null,null,null,null,null,{"$f":"VLOOKUP(0,Y93:AB109,2)","v":0},{"$f":"VLOOKUP(0,Y93:AB109,4)","v":0},null,null,0,{"$f":"VLOOKUP(AD113,AD107:AG111,2)","v":10},{"$f":"VLOOKUP(AD113,AD107:AG111,3)","v":50},{"$f":"VLOOKUP(AD113,AD107:AG111,4)","v":25},null,null,null,null,null,null,null,null,null,null,null,"N","P",null,"N","P",null,null,0.2,0.4,0.6,0.8,1,0.2,0.4,0.6,0.8,1,0.2,0.4,0.6,0.8,1,0.2,0.4,0.6,0.8,1,0.2,0.4,0.6,0.8,1,0.2,0.4,0.6,0.8,1,0.2,0.4,0.6,0.8,1,0.2,0.4,0.6,0.8,1,0.2,0.4,0.6,0.8,1]
[null,null,null,null,null,null,null,null,null,null,null,null,null,null,null,null,null,null,null,null,null,null,null,null,null,{"$f":"VLOOKUP(1,Y93:AB109,2)","v":0.25},{"$f":"VLOOKUP(1,Y93:AB109,4)","v":0},null,null,1,{"$f":"VLOOKUP(AD114,AD107:AG111,2)","v":25},{"$f":"VLOOKUP(AD114,AD107:AG111,3)","v":60},{"$f":"VLOOKUP(AD114,AD107:AG111,4)","v":40},null,"Detention:","R","F",null,null,null,null,null,null,null,{"$f":"IF($AS$112<2,0,(AX114+((AV114-AX114)/($AV$112-$AX$112)*($AS$112-$AX$112))))","v":0},{"$f":"IF($AS$112<2,0,(AY114+((AW114-AY114)/($AV$112-$AX$112)*($AS$112-$AX$112))))","v":0},10,10,5,50,25,{"$f":"$AU114/AZ$113","v":50},{"$f":"$AU114/BA$113","v":25},16.666666666666668,12.5,10,{"$f":"(($AU114*$I$12*$I$14)/(AZ114+$AU114))*12","v":0},{"$f":"(($AU114*$I$12*$I$14)/(BA114+$AU114))*12","v":0},{"$f":"(($AU114*$I$12*$I$14)/(BB114+$AU114))*12","v":0},{"$f":"(($AU114*$I$12*$I$14)/(BC114+$AU114))*12","v":0},{"$f":"(($AU114*$I$12*$I$14)/(BD114+$AU114))*12","v":0},{"$f":"IF(ISERROR(IF(BE114>AZ109,BB109,BF106+((BE114-BE106)/(BE107-BE106)*(BF107-BF106))))=TRUE,0,(IF(BE114>AZ109,BB109,BF106+((BE114-BE106)/(BE107-BE106)*(BF107-BF106)))))","v":0},{"$f":"IF(ISERROR(IF(BF114>AZ109,BB109,BF103+((BF114-BE103)/(BE104-BE103)*(BF104-BF103))))=TRUE,0,(IF(BF114>AZ109,BB109,BF103+((BF114-BE103)/(BE104-BE103)*(BF104-BF103)))))","v":0},{"$f":"IF(ISERROR(IF(BG114>AZ109,BB109,BF100+((BG114-BE100)/(BE101-BE100)*(BF101-BF100))))=TRUE,0,(IF(BG114>AZ109,BB109,BF100+((BG114-BE100)/(BE101-BE100)*(BF101-BF100)))))","v":0},{"$f":"IF(ISERROR(IF(BH114>AZ109,BB109,BF97+((BH114-BE97)/(BE98-BE97)*(BF98-BF97))))=TRUE,0,(IF(BH114>AZ109,BB109,BF97+((BH114-BE97)/(BE98-BE97)*(BF98-BF97)))))","v":0},{"$f":"IF(ISERROR(IF(BI114>AZ109,BB109,BF94+((BI114-BE94)/(BE95-BE94)*(BF95-BF94))))=TRUE,0,(IF(BI114>AZ109,BB109,BF94+((BI114-BE94)/(BE95-BE94)*(BF95-BF94)))))","v":0},{"$f":"((BJ114)*($BJ$105/100))+((100-BJ114)*($AS114/100))","v":{"$error":"#N/A"}},{"$f":"((BK114)*($BJ$105/100))+((100-BK114)*($AS114/100))","v":{"$error":"#N/A"}},{"$f":"((BL114)*($BJ$105/100))+((100-BL114)*($AS114/100))","v":{"$error":"#N/A"}},{"$f":"((BM114)*($BJ$105/100))+((100-BM114)*($AS114/100))","v":{"$error":"#N/A"}},{"$f":"((BN114)*($BJ$105/100))+((100-BN114)*($AS114/100))","v":{"$error":"#N/A"}},{"$f":"(BJ114*($BK$105/100))+((100-BJ114)*($AT114/100))","v":{"$error":"#N/A"}},{"$f":"(BK114*($BK$105/100))+((100-BK114)*($AT114/100))","v":{"$error":"#N/A"}},{"$f":"(BL114*($BK$105/100))+((100-BL114)*($AT114/100))","v":{"$error":"#N/A"}},{"$f":"(BM114*($BK$105/100))+((100-BM114)*($AT114/100))","v":{"$error":"#N/A"}},{"$f":"(BN114*($BK$105/100))+((100-BN114)*($AT114/100))","v":{"$error":"#N/A"}},{"$f":"((BJ114*($BJ$105/100)+BJ114*(1-($BJ$105/100))*($AX114/100))+((100-BJ114)*($AV114/100)))","v":{"$error":"#N/A"}},{"$f":"((BK114*($BJ$105/100)+BK114*(1-($BJ$105/100))*($AX114/100))+((100-BK114)*($AV114/100)))","v":{"$error":"#N/A"}},{"$f":"((BL114*($BJ$105/100)+BL114*(1-($BJ$105/100))*($AX114/100))+((100-BL114)*($AV114/100)))","v":{"$error":"#N/A"}},{"$f":"((BM114*($BJ$105/100)+BM114*(1-($BJ$105/100))*($AX114/100))+((100-BM114)*($AV114/100)))","v":{"$error":"#N/A"}},{"$f":"((BN114*($BJ$105/100)+BN114*(1-($BJ$105/100))*($AX114/100))+((100-BN114)*($AV114/100)))","v":{"$error":"#N/A"}},{"$f":"((BJ114*($BK$105/100)+BJ114*(1-($BK$105/100))*($AY114/100))+((100-BJ114)*($AW114/100)))","v":{"$error":"#N/A"}},{"$f":"((BK114*($BK$105/100)+BK114*(1-($BK$105/100))*($AY114/100))+((100-BK114)*($AW114/100)))","v":{"$error":"#N/A"}},{"$f":"((BL114*($BK$105/100)+BL114*(1-($BK$105/100))*($AY114/100))+((100-BL114)*($AW114/100)))","v":{"$error":"#N/A"}},{"$f":"((BM114*($BK$105/100)+BM114*(1-($BK$105/100))*($AY114/100))+((100-BM114)*($AW114/100)))","v":{"$error":"#N/A"}},{"$f":"((BN114*($BK$105/100)+BN114*(1-($BK$105/100))*($AY114/100))+((100-BN114)*($AW114/100)))","v":{"$error":"#N/A"}},{"$f":"BO114","v":{"$error":"#N/A"}},{"$f":"BP114","v":{"$error":"#N/A"}},{"$f":"BQ114","v":{"$error":"#N/A"}},{"$f":"BR114","v":{"$error":"#N/A"}},{"$f":"BS114","v":{"$error":"#N/A"}},{"$f":"BT114","v":{"$error":"#N/A"}},{"$f":"BU114","v":{"$error":"#N/A"}},{"$f":"BV114","v":{"$error":"#N/A"}},{"$f":"BW114","v":{"$error":"#N/A"}},{"$f":"BX114","v":{"$error":"#N/A"}},{"$f":"IF($G$19=\"Nitrogen\",CI114,CN114)","v":{"$error":"#N/A"}},{"$f":"IF($G$19=\"Nitrogen\",CJ114,CO114)","v":{"$error":"#N/A"}},{"$f":"IF($G$19=\"Nitrogen\",CK114,CP114)","v":{"$error":"#N/A"}},{"$f":"IF($G$19=\"Nitrogen\",CL114,CQ114)","v":{"$error":"#N/A"}},{"$f":"IF($G$19=\"Nitrogen\",CM114,CR114)","v":{"$error":"#N/A"}}]
[null,null,null,null,null,null,null,null,null,null,null,null,null,null,null,null,null,null,null,null,null,null,null,null,null,null,null,null,null,null,null,null,null,null,"N:",{"$f":"IF(ISERROR(IF(AA126>AM109,AO109,AA118+((AA126-Z118)/(Z119-Z118)*(AA119-AA118))))=TRUE,0,(IF(AA126>AM109,AO109,AA118+((AA126-Z118)/(Z119-Z118)*(AA119-AA118)))))","v":0},{"$f":"((AJ115*(BJ105/100)+(AJ115*(1-BJ105/100)*(AF116/100)))+((100-AJ115)*(AF103/100)))","v":{"$error":"#N/A"}},null,null,null,null,null,null,null,{"$f":"IF($AS$112<2,0,(AX115+((AV115-AX115)/($AV$112-$AX$112)*($AS$112-$AX$112))))","v":0},{"$f":"IF($AS$112<2,0,(AY115+((AW115-AY115)/($AV$112-$AX$112)*($AS$112-$AX$112))))","v":0},13,11,6,{"$f":"AX114+2","v":52},{"$f":"AY114+3","v":28},65,32.5,21.666666666666668,16.25,13,{"$f":"(($AU115*$I$12*$I$14)/(AZ115+$AU115))*12","v":0},{"$f":"(($AU115*$I$12*$I$14)/(BA115+$AU115))*12","v":0},{"$f":"(($AU115*$I$12*$I$14)/(BB115+$AU115))*12","v":0},{"$f":"(($AU115*$I$12*$I$14)/(BC115+$AU115))*12","v":0},{"$f":"(($AU115*$I$12*$I$14)/(BD115+$AU115))*12","v":0},{"$f":"BJ114","v":0},{"$f":"BK114","v":0},{"$f":"BL114","v":0},{"$f":"BM114","v":0},{"$f":"BN114","v":0},{"$error":"#N/A"},{"$error":"#N/A"},{"$error":"#N/A"},{"$error":"#N/A"},{"$error":"#N/A"},{"$error":"#N/A"},{"$error":"#N/A"},{"$error":"#N/A"},{"$error":"#N/A"},{"$error":"#N/A"},{"$error":"#N/A"},{"$error":"#N/A"},{"$error":"#N/A"},{"$error":"#N/A"},{"$error":"#N/A"},{"$error":"#N/A"},{"$error":"#N/A"},{"$error":"#N/A"},{"$error":"#N/A"},{"$error":"#N/A"},{"$f":"BO115","v":{"$error":"#N/A"}},{"$error":"#N/A"},{"$error":"#N/A"},{"$error":"#N/A"},{"$error":"#N/A"},{"$f":"BT115","v":{"$error":"#N/A"}},{"$error":"#N/A"},{"$error":"#N/A"},{"$error":"#N/A"},{"$error":"#N/A"},{"$f":"IF($G$19=\"Nitrogen\",CI115,CN115)","v":{"$error":"#N/A"}},{"$f":"IF($G$19=\"Nitrogen\",CJ115,CO115)","v":{"$error":"#N/A"}},{"$f":"IF($G$19=\"Nitrogen\",CK115,CP115)","v":{"$error":"#N/A"}},{"$f":"IF($G$19=\"Nitrogen\",CL115,CQ115)","v":{"$error":"#N/A"}},{"$f":"IF($G$19=\"Nitrogen\",CM115,CR115)","v":{"$error":"#N/A"}}]
[null,null,null,null,null,null,null,null,null,null,null,null,null,null,null,null,null,null,null,null,null,null,null,null,"Interpolation for Retention Amount:",null,null,null,null,null,{"$f":"AD106","v":0},{"$f":"IF(AE116<10,0,(AF113+((AF114-AF113)/(AE114-AE113)*(AE116-AE113))))","v":0},{"$f":"IF(AE116<10,0,(AG113+((AG114-AG113)/(AE114-AE113)*(AE116-AE113))))","v":0},null,"P:",{"$f":"IF(ISERROR(IF(AA126>AM109,AO109,AA118+((AA126-Z118)/(Z119-Z118)*(AA119-AA118))))=TRUE,0,(IF(AA126>AM109,AO109,AA118+((AA126-Z118)/(Z119-Z118)*(AA119-AA118)))))","v":0},{"$f":"((AJ116*(BK105/100)+(AJ116*(1-BK105/100)*(AG116/100)))+((100-AJ116)*(AG103/100)))","v":{"$error":"#N/A"}},null,null,null,null,null,null,null,0,0,16,12,7,{"$f":"AX115+2","v":54},{"$f":"AY115+3","v":31},80,40,26.666666666666668,20,16,0,0,0,0,0,0,0,0,0,0,{"$error":"#N/A"},{"$error":"#N/A"},{"$error":"#N/A"},{"$error":"#N/A"},{"$error":"#N/A"},{"$error":"#N/A"},{"$error":"#N/A"},{"$error":"#N/A"},{"$error":"#N/A"},{"$error":"#N/A"},{"$error":"#N/A"},{"$error":"#N/A"},{"$error":"#N/A"},{"$error":"#N/A"},{"$error":"#N/A"},{"$error":"#N/A"},{"$error":"#N/A"},{"$error":"#N/A"},{"$error":"#N/A"},{"$error":"#N/A"},{"$error":"#N/A"},{"$error":"#N/A"},{"$error":"#N/A"},{"$error":"#N/A"},{"$error":"#N/A"},{"$error":"#N/A"},{"$error":"#N/A"},{"$error":"#N/A"},{"$error":"#N/A"},{"$error":"#N/A"},{"$error":"#N/A"},{"$error":"#N/A"},{"$error":"#N/A"},{"$error":"#N/A"},{"$error":"#N/A"}]
[null,null,null,null,null,null,null,null,null,null,null,null,null,null,null,null,null,null,null,null,null,null,null,null,null,null,null,null,null,null,null,null,null,null,null,null,null,null,null,null,null,null,null,null,0,0,19,13,8,{"$f":"AX116+2","v":56},{"$f":"AY116+3","v":34},95,47.5,31.666666666666668,23.75,19,0,0,0,0,0,0,0,0,0,0,{"$error":"#N/A"},{"$error":"#N/A"},{"$error":"#N/A"},{"$error":"#N/A"},{"$error":"#N/A"},{"$error":"#N/A"},{"$error":"#N/A"},{"$error":"#N/A"},{"$error":"#N/A"},{"$error":"#N/A"},{"$error":"#N/A"},{"$error":"#N/A"},{"$error":"#N/A"},{"$error":"#N/A"},{"$error":"#N/A"},{"$error":"#N/A"},{"$error":"#N/A"},{"$error":"#N/A"},{"$error":"#N/A"},{"$error":"#N/A"},{"$error":"#N/A"},{"$error":"#N/A"},{"$error":"#N/A"},{"$error":"#N/A"},{"$error":"#N/A"},{"$error":"#N/A"},{"$error":"#N/A"},{"$error":"#N/A"},{"$error":"#N/A"},{"$error":"#N/A"},{"$error":"#N/A"},{"$error":"#N/A"},{"$error":"#N/A"},{"$error":"#N/A"},{"$error":"#N/A"}]
[null,null,null,null,null,null,null,null,null,null,null,null,null,null,null,null,null,null,null,null,null,null,null,null,null,{"$f":"VLOOKUP(0,AL93:AO109,2)","v":0},{"$f":"VLOOKUP(0,AL93:AO109,4)","v":0},null,null,"ERROR MESSAGE:",null,{"$f":"$I$7","v":0},{"$f":"AF118*0.99","v":0},{"$f":"AF118*1.01","v":0},{"$f":"((($I$11*($I$10+$I$13))/43560))","v":0},null,null,null,null,null,null,null,null,null,0,0,22,14,9,{"$f":"AX117+2","v":58},{"$f":"AY117+3","v":37},110,55,36.666666666666671,27.5,22,0,0,0,0,0,0,0,0,0,0,{"$error":"#N/A"},{"$error":"#N/A"},{"$error":"#N/A"},{"$error":"#N/A"},{"$error":"#N/A"},{"$error":"#N/A"},{"$error":"#N/A"},{"$error":"#N/A"},{"$error":"#N/A"},{"$error":"#N/A"},{"$error":"#N/A"},{"$error":"#N/A"},{"$error":"#N/A"},{"$error":"#N/A"},{"$error":"#N/A"},{"$error":"#N/A"},{"$error":"#N/A"},{"$error":"#N/A"},{"$error":"#N/A"},{"$error":"#N/A"},{"$error":"#N/A"},{"$error":"#N/A"},{"$error":"#N/A"},{"$error":"#N/A"},{"$error":"#N/A"},{"$error":"#N/A"},{"$error":"#N/A"},{"$error":"#N/A"},{"$error":"#N/A"},{"$error":"#N/A"},{"$error":"#N/A"},{"$error":"#N/A"},{"$error":"#N/A"},{"$error":"#N/A"},{"$error":"#N/A"}]
[null,null,null,null,null,null,null,null,null,null,null,null,null,null,null,null,null,null,null,null,null,null,null,null,null,{"$f":"VLOOKUP(1,AL93:AO109,2)","v":0},{"$f":"VLOOKUP(1,AL93:AO109,4)","v":0},null,null,null,null,null,null,null,null,null,null,null,null,null,null,null,null,null,0,0,25,15,10,60,40,125,62.5,41.666666666666671,31.25,25,0,0,0,0,0,0,0,0,0,0,{"$error":"#N/A"},{"$error":"#N/A"},{"$error":"#N/A"},{"$error":"#N/A"},{"$error":"#N/A"},{"$error":"#N/A"},{"$error":"#N/A"},{"$error":"#N/A"},{"$error":"#N/A"},{"$error":"#N/A"},{"$error":"#N/A"},{"$error":"#N/A"},{"$error":"#N/A"},{"$error":"#N/A"},{"$error":"#N/A"},{"$error":"#N/A"},{"$error":"#N/A"},{"$error":"#N/A"},{"$error":"#N/A"},{"$error":"#N/A"},{"$error":"#N/A"},{"$error":"#N/A"},{"$error":"#N/A"},{"$error":"#N/A"},{"$error":"#N/A"},{"$error":"#N/A"},{"$error":"#N/A"},{"$error":"#N/A"},{"$error":"#N/A"},{"$error":"#N/A"},{"$error":"#N/A"},{"$error":"#N/A"},{"$error":"#N/A"},{"$error":"#N/A"},{"$error":"#N/A"}]
[null,null,null,null,null,null,null,null,null,null,null,null,null,null,null,null,null,null,null,null,null,null,null,null,null,null,null,null,null,{"$f":"IF(AND(AI118>AG118,AI118<AH118)=TRUE,0,\"THE DIMENSIONS OF THE FILTER STRIP AND AREA DRAINING TO THE FILTER STRIP DO NOT MATCH THE AREA SPECIFIED IN THE PRE- AND POST-DEVELOPMENT WATERSHED CHARACTERISTICS TAB. PLEASE REVISE.\")","v":"THE DIMENSIONS OF THE FILTER STRIP AND AREA DRAINING TO THE FILTER STRIP DO NOT MATCH THE AREA SPECIFIED IN THE PRE- AND POST-DEVELOPMENT WATERSHED CHARACTERISTICS TAB. PLEASE REVISE."},null,null,null,null,null,null,null,null,null,null,null,null,null,null,0,0,30,{"$f":"AV119+2","v":17},{"$f":"AW119+1","v":11},61,{"$f":"AY119+3","v":43},150,75,50,37.5,30,0,0,0,0,0,0,0,0,0,0,{"$error":"#N/A"},{"$error":"#N/A"},{"$error":"#N/A"},{"$error":"#N/A"},{"$error":"#N/A"},{"$error":"#N/A"},{"$error":"#N/A"},{"$error":"#N/A"},{"$error":"#N/A"},{"$error":"#N/A"},{"$error":"#N/A"},{"$error":"#N/A"},{"$error":"#N/A"},{"$error":"#N/A"},{"$error":"#N/A"},{"$error":"#N/A"},{"$error":"#N/A"},{"$error":"#N/A"},{"$error":"#N/A"},{"$error":"#N/A"},{"$error":"#N/A"},{"$error":"#N/A"},{"$error":"#N/A"},{"$error":"#N/A"},{"$error":"#N/A"},{"$error":"#N/A"},{"$error":"#N/A"},{"$error":"#N/A"},{"$error":"#N/A"},{"$error":"#N/A"},{"$error":"#N/A"},{"$error":"#N/A"},{"$error":"#N/A"},{"$error":"#N/A"},{"$error":"#N/A"}]
[null,null,null,null,null,null,null,null,null,null,null,null,null,null,null,null,null,null,null,null,null,null,null,null,null,null,null,null,null,null,null,null,null,null,null,null,null,null,null,null,null,null,null,null,0,0,35,{"$f":"AV120+2","v":19},12,62,{"$f":"AY120+3","v":46},175,87.5,58.333333333333336,43.75,35,0,0,0,0,0,0,0,0,0,0,{"$error":"#N/A"},{"$error":"#N/A"},{"$error":"#N/A"},{"$error":"#N/A"},{"$error":"#N/A"},{"$error":"#N/A"},{"$error":"#N/A"},{"$error":"#N/A"},{"$error":"#N/A"},{"$error":"#N/A"},{"$error":"#N/A"},{"$error":"#N/A"},{"$error":"#N/A"},{"$error":"#N/A"},{"$error":"#N/A"},{"$error":"#N/A"},{"$error":"#N/A"},{"$error":"#N/A"},{"$error":"#N/A"},{"$error":"#N/A"},{"$error":"#N/A"},{"$error":"#N/A"},{"$error":"#N/A"},{"$error":"#N/A"},{"$error":"#N/A"},{"$error":"#N/A"},{"$error":"#N/A"},{"$error":"#N/A"},{"$error":"#N/A"},{"$error":"#N/A"},{"$error":"#N/A"},{"$error":"#N/A"},{"$error":"#N/A"},{"$error":"#N/A"},{"$error":"#N/A"}]
[null,null,null,null,null,null,null,null,null,null,null,null,null,null,null,null,null,null,null,null,null,null,null,null,0.16,null,"Area:",{"$f":"(($I$11)*($I$10+$I$13)/43560)","v":0},null,null,null,"TN","TP",null,null,null,null,null,null,null,null,null,null,null,0,0,40,{"$f":"AV121+2","v":21},13,63,{"$f":"AY121+3","v":49},200,100,66.666666666666671,50,40,0,0,0,0,0,0,0,0,0,0,{"$error":"#N/A"},{"$error":"#N/A"},{"$error":"#N/A"},{"$error":"#N/A"},{"$error":"#N/A"},{"$error":"#N/A"},{"$error":"#N/A"},{"$error":"#N/A"},{"$error":"#N/A"},{"$error":"#N/A"},{"$error":"#N/A"},{"$error":"#N/A"},{"$error":"#N/A"},{"$error":"#N/A"},{"$error":"#N/A"},{"$error":"#N/A"},{"$error":"#N/A"},{"$error":"#N/A"},{"$error":"#N/A"},{"$error":"#N/A"},{"$error":"#N/A"},{"$error":"#N/A"},{"$error":"#N/A"},{"$error":"#N/A"},{"$error":"#N/A"},{"$error":"#N/A"},{"$error":"#N/A"},{"$error":"#N/A"},{"$error":"#N/A"},{"$error":"#N/A"},{"$error":"#N/A"},{"$error":"#N/A"},{"$error":"#N/A"},{"$error":"#N/A"},{"$error":"#N/A"}]
[null,null,null,null,null,null,null,null,null,null,null,null,null,null,null,null,null,null,null,null,null,null,null,null,0.2,null,"Detention","Nitrogen",null,null,2,{"$f":"AF116","v":0},{"$f":"AG116","v":0},null,null,null,null,null,null,null,null,null,null,null,0,0,45,{"$f":"AV122+2","v":23},14,64,{"$f":"AY122+3","v":52},225,112.5,75,56.25,45,0,0,0,0,0,0,0,0,0,0,{"$error":"#N/A"},{"$error":"#N/A"},{"$error":"#N/A"},{"$error":"#N/A"},{"$error":"#N/A"},{"$error":"#N/A"},{"$error":"#N/A"},{"$error":"#N/A"},{"$error":"#N/A"},{"$error":"#N/A"},{"$error":"#N/A"},{"$error":"#N/A"},{"$error":"#N/A"},{"$error":"#N/A"},{"$error":"#N/A"},{"$error":"#N/A"},{"$error":"#N/A"},{"$error":"#N/A"},{"$error":"#N/A"},{"$error":"#N/A"},{"$error":"#N/A"},{"$error":"#N/A"},{"$error":"#N/A"},{"$error":"#N/A"},{"$error":"#N/A"},{"$error":"#N/A"},{"$error":"#N/A"},{"$error":"#N/A"},{"$error":"#N/A"},{"$error":"#N/A"},{"$error":"#N/A"},{"$error":"#N/A"},{"$error":"#N/A"},{"$error":"#N/A"},{"$error":"#N/A"}]
[null,null,null,null,null,null,null,null,null,null,null,null,null,null,null,null,null,null,null,null,null,null,null,null,0.25,null,"Retention","Phosphorus",null,null,6,{"$f":"AF103","v":0},{"$f":"AG103","v":0},null,null,null,null,null,null,null,null,null,null,null,0,0,50,25,15,65,55,250,125,83.333333333333343,62.5,50,0,0,0,0,0,0,0,0,0,0,{"$error":"#N/A"},{"$error":"#N/A"},{"$error":"#N/A"},{"$error":"#N/A"},{"$error":"#N/A"},{"$error":"#N/A"},{"$error":"#N/A"},{"$error":"#N/A"},{"$error":"#N/A"},{"$error":"#N/A"},{"$error":"#N/A"},{"$error":"#N/A"},{"$error":"#N/A"},{"$error":"#N/A"},{"$error":"#N/A"},{"$error":"#N/A"},{"$error":"#N/A"},{"$error":"#N/A"},{"$error":"#N/A"},{"$error":"#N/A"},{"$error":"#N/A"},{"$error":"#N/A"},{"$error":"#N/A"},{"$error":"#N/A"},{"$error":"#N/A"},{"$error":"#N/A"},{"$error":"#N/A"},{"$error":"#N/A"},{"$error":"#N/A"},{"$error":"#N/A"},{"$error":"#N/A"},{"$error":"#N/A"},{"$error":"#N/A"},{"$error":"#N/A"},{"$error":"#N/A"}]
[null,null,null,null,null,null,null,null,null,null,null,null,null,null,null,null,null,null,null,null,null,null,null,null,{"$f":"($I$10*$I$12*$I$14)","v":0},"cf",null,null,null,null,null,null,null,null,"N","P",null,null,null,null,null,null,null,null,0,0,60,{"$f":"AV124+4","v":29},{"$f":"AW124+2","v":17},67,{"$f":"AY124+1","v":56},300,150,100,75,60,0,0,0,0,0,0,0,0,0,0,{"$error":"#N/A"},{"$error":"#N/A"},{"$error":"#N/A"},{"$error":"#N/A"},{"$error":"#N/A"},{"$error":"#N/A"},{"$error":"#N/A"},{"$error":"#N/A"},{"$error":"#N/A"},{"$error":"#N/A"},{"$error":"#N/A"},{"$error":"#N/A"},{"$error":"#N/A"},{"$error":"#N/A"},{"$error":"#N/A"},{"$error":"#N/A"},{"$error":"#N/A"},{"$error":"#N/A"},{"$error":"#N/A"},{"$error":"#N/A"},{"$error":"#N/A"},{"$error":"#N/A"},{"$error":"#N/A"},{"$error":"#N/A"},{"$error":"#N/A"},{"$error":"#N/A"},{"$error":"#N/A"},{"$error":"#N/A"},{"$error":"#N/A"},{"$error":"#N/A"},{"$error":"#N/A"},{"$error":"#N/A"},{"$error":"#N/A"},{"$error":"#N/A"},{"$error":"#N/A"}]
[null,null,null,null,null,null,null,null,null,null,null,null,null,null,null,null,null,null,null,null,null,null,null,null,{"$f":"(Y125/($I$10+$I$13))*12","v":{"$error":"#DIV/0!"}},"in",{"$f":"Y126","v":{"$error":"#DIV/0!"}},"in",null,null,null,{"$f":"IF($I$15<2,0,(AF123+((AF124-AF123)/(AE124-AE123)*($I$15-AE123))))","v":0},{"$f":"IF($I$15<2,0,(AG123+((AG124-AG123)/(AE124-AE123)*($I$15-AE123))))","v":0},null,{"$f":"IF(I20=0, \"\", (AF128*(BJ105/100))+(100-AF128)*(AF126/100))","v":""},{"$f":"IF(I20=0, \"\", (AF128*(BK105/100))+(100-AF128)*(AG126/100))","v":""},null,null,null,null,null,null,null,null,0,0,70,{"$f":"AV125+4","v":33},19,69,{"$f":"AY125+1","v":57},350,175,116.66666666666667,87.5,70,0,0,0,0,0,0,0,0,0,0,{"$error":"#N/A"},{"$error":"#N/A"},{"$error":"#N/A"},{"$error":"#N/A"},{"$error":"#N/A"},{"$error":"#N/A"},{"$error":"#N/A"},{"$error":"#N/A"},{"$error":"#N/A"},{"$error":"#N/A"},{"$error":"#N/A"},{"$error":"#N/A"},{"$error":"#N/A"},{"$error":"#N/A"},{"$error":"#N/A"},{"$error":"#N/A"},{"$error":"#N/A"},{"$error":"#N/A"},{"$error":"#N/A"},{"$error":"#N/A"},{"$error":"#N/A"},{"$error":"#N/A"},{"$error":"#N/A"},{"$error":"#N/A"},{"$error":"#N/A"},{"$error":"#N/A"},{"$error":"#N/A"},{"$error":"#N/A"},{"$error":"#N/A"},{"$error":"#N/A"},{"$error":"#N/A"},{"$error":"#N/A"},{"$error":"#N/A"},{"$error":"#N/A"},{"$error":"#N/A"}]
[null,null,null,null,null,null,null,null,null,null,null,null,null,null,null,null,null,null,null,null,null,null,null,null,null,null,null,null,null,null,null,null,null,"Mass Leaving [kg/yr]",{"$f":"IF(I16=\"Select soil augmentation\",0,(1-AI126/100)*'Watershed Characteristics'!T49)","v":{"$error":"#VALUE!"}},{"$f":"IF(I16=\"Select soil augmentation\",0,(1-AJ126/100)*'Watershed Characteristics'!T50)","v":{"$error":"#VALUE!"}},null,null,null,null,null,null,null,null,0,{"$f":"IF($AS$112<2,0,(AY127+((AW127-AY127)/($AV$112-$AX$112)*($AS$112-$AX$112))))","v":0},80,{"$f":"AV126+4","v":37},21,71,{"$f":"AY126+1","v":58},400,200,133.33333333333334,100,80,0,0,0,0,0,0,0,0,0,0,{"$error":"#N/A"},{"$error":"#N/A"},{"$error":"#N/A"},{"$error":"#N/A"},{"$error":"#N/A"},{"$error":"#N/A"},{"$error":"#N/A"},{"$error":"#N/A"},{"$error":"#N/A"},{"$error":"#N/A"},{"$error":"#N/A"},{"$error":"#N/A"},{"$error":"#N/A"},{"$error":"#N/A"},{"$error":"#N/A"},{"$error":"#N/A"},{"$error":"#N/A"},{"$error":"#N/A"},{"$error":"#N/A"},{"$error":"#N/A"},{"$error":"#N/A"},{"$error":"#N/A"},{"$error":"#N/A"},{"$error":"#N/A"},{"$error":"#N/A"},{"$error":"#N/A"},{"$error":"#N/A"},{"$error":"#N/A"},{"$error":"#N/A"},{"$error":"#N/A"},{"$error":"#N/A"},{"$error":"#N/A"},{"$error":"#N/A"},{"$error":"#N/A"},{"$error":"#N/A"}]
[null,null,null,null,null,null,null,null,null,null,null,null,null,null,null,null,null,null,null,null,null,null,null,null,null,null,null,null,null,null,null,{"$f":"AJ102","v":0},null,null,null,null,null,null,null,null,null,null,null,null,0,0,90,{"$f":"AV127+4","v":41},23,73,{"$f":"AY127+1","v":59},450,225,150,112.5,90,0,0,0,0,0,0,0,0,0,0,{"$error":"#N/A"},{"$error":"#N/A"},{"$error":"#N/A"},{"$error":"#N/A"},{"$error":"#N/A"},{"$error":"#N/A"},{"$error":"#N/A"},{"$error":"#N/A"},{"$error":"#N/A"},{"$error":"#N/A"},{"$error":"#N/A"},{"$error":"#N/A"},{"$error":"#N/A"},{"$error":"#N/A"},{"$error":"#N/A"},{"$error":"#N/A"},{"$error":"#N/A"},{"$error":"#N/A"},{"$error":"#N/A"},{"$error":"#N/A"},{"$error":"#N/A"},{"$error":"#N/A"},{"$error":"#N/A"},{"$error":"#N/A"},{"$error":"#N/A"},{"$error":"#N/A"},{"$error":"#N/A"},{"$error":"#N/A"},{"$error":"#N/A"},{"$error":"#N/A"},{"$error":"#N/A"},{"$error":"#N/A"},{"$error":"#N/A"},{"$error":"#N/A"},{"$error":"#N/A"}]
[null,null,null,null,null,null,null,null,null,null,null,null,null,null,null,null,null,null,null,null,null,null,null,null,null,null,null,null,null,null,null,null,null,null,null,null,null,null,null,null,null,null,null,null,0,0,100,45,25,75,60,500,250,166.66666666666669,125,100,0,0,0,0,0,0,0,0,0,0,{"$error":"#N/A"},{"$error":"#N/A"},{"$error":"#N/A"},{"$error":"#N/A"},{"$error":"#N/A"},{"$error":"#N/A"},{"$error":"#N/A"},{"$error":"#N/A"},{"$error":"#N/A"},{"$error":"#N/A"},{"$error":"#N/A"},{"$error":"#N/A"},{"$error":"#N/A"},{"$error":"#N/A"},{"$error":"#N/A"},{"$error":"#N/A"},{"$error":"#N/A"},{"$error":"#N/A"},{"$error":"#N/A"},{"$error":"#N/A"},{"$error":"#N/A"},{"$error":"#N/A"},{"$error":"#N/A"},{"$error":"#N/A"},{"$error":"#N/A"},{"$error":"#N/A"},{"$error":"#N/A"},{"$error":"#N/A"},{"$error":"#N/A"},{"$error":"#N/A"},{"$error":"#N/A"},{"$error":"#N/A"},{"$error":"#N/A"},{"$error":"#N/A"},{"$error":"#N/A"}]
[null,null,null,null,null,null,null,null,null,null,null,null,null,null,null,null,null,null,null,null,null,null,null,null,null,null,null,null,null,null,null,null,null,null,null,null,null,null,null,null,null,null,null,null,0,0,150,{"$f":"AV129+3","v":48},{"$f":"AW129+8","v":33},{"$f":"AX129+3","v":78},{"$f":"AY129+1","v":61},750,{"$f":"$AU130/BA$113","v":375},250,187.5,150,0,0,0,0,0,0,0,0,0,0,{"$error":"#N/A"},{"$error":"#N/A"},{"$error":"#N/A"},{"$error":"#N/A"},{"$error":"#N/A"},{"$error":"#N/A"},{"$error":"#N/A"},{"$error":"#N/A"},{"$error":"#N/A"},{"$error":"#N/A"},{"$error":"#N/A"},{"$error":"#N/A"},{"$error":"#N/A"},{"$error":"#N/A"},{"$error":"#N/A"},{"$error":"#N/A"},{"$error":"#N/A"},{"$error":"#N/A"},{"$error":"#N/A"},{"$error":"#N/A"},{"$error":"#N/A"},{"$error":"#N/A"},{"$error":"#N/A"},{"$error":"#N/A"},{"$error":"#N/A"},{"$error":"#N/A"},{"$error":"#N/A"},{"$error":"#N/A"},{"$error":"#N/A"},{"$error":"#N/A"},{"$error":"#N/A"},{"$error":"#N/A"},{"$error":"#N/A"},{"$error":"#N/A"},{"$error":"#N/A"}]
[null,null,null,null,null,null,null,null,null,null,null,null,null,null,null,null,null,null,null,null,null,null,null,null,null,null,null,null,null,null,null,null,null,null,null,null,null,null,null,null,null,null,null,null,0,0,200,{"$f":"AV130+3","v":51},{"$f":"AW130+8","v":41},{"$f":"AX130+3","v":81},{"$f":"AY130+1","v":62},1000,500,333.33333333333337,250,200,0,0,0,0,0,0,0,0,0,0,{"$error":"#N/A"},{"$error":"#N/A"},{"$error":"#N/A"},{"$error":"#N/A"},{"$error":"#N/A"},{"$error":"#N/A"},{"$error":"#N/A"},{"$error":"#N/A"},{"$error":"#N/A"},{"$error":"#N/A"},{"$error":"#N/A"},{"$error":"#N/A"},{"$error":"#N/A"},{"$error":"#N/A"},{"$error":"#N/A"},{"$error":"#N/A"},{"$error":"#N/A"},{"$error":"#N/A"},{"$error":"#N/A"},{"$error":"#N/A"},{"$error":"#N/A"},{"$error":"#N/A"},{"$error":"#N/A"},{"$error":"#N/A"},{"$error":"#N/A"},{"$error":"#N/A"},{"$error":"#N/A"},{"$error":"#N/A"},{"$error":"#N/A"},{"$error":"#N/A"},{"$error":"#N/A"},{"$error":"#N/A"},{"$error":"#N/A"},{"$error":"#N/A"},{"$error":"#N/A"}]
[null,null,null,null,null,null,null,null,null,null,null,null,null,null,null,null,null,null,null,null,null,null,null,null,null,null,null,null,null,null,null,null,null,null,null,null,null,null,null,null,null,null,null,null,0,0,250,{"$f":"AV131+3","v":54},{"$f":"AW131+8","v":49},{"$f":"AX131+3","v":84},{"$f":"AY131+1","v":63},1250,625,416.66666666666669,312.5,250,0,0,0,0,0,0,0,0,0,0,{"$error":"#N/A"},{"$error":"#N/A"},{"$error":"#N/A"},{"$error":"#N/A"},{"$error":"#N/A"},{"$error":"#N/A"},{"$error":"#N/A"},{"$error":"#N/A"},{"$error":"#N/A"},{"$error":"#N/A"},{"$error":"#N/A"},{"$error":"#N/A"},{"$error":"#N/A"},{"$error":"#N/A"},{"$error":"#N/A"},{"$error":"#N/A"},{"$error":"#N/A"},{"$error":"#N/A"},{"$error":"#N/A"},{"$error":"#N/A"},{"$error":"#N/A"},{"$error":"#N/A"},{"$error":"#N/A"},{"$error":"#N/A"},{"$error":"#N/A"},{"$error":"#N/A"},{"$error":"#N/A"},{"$error":"#N/A"},{"$error":"#N/A"},{"$error":"#N/A"},{"$error":"#N/A"},{"$error":"#N/A"},{"$error":"#N/A"},{"$error":"#N/A"},{"$error":"#N/A"}]
[null,null,null,null,null,null,null,null,null,null,null,null,null,null,null,null,null,null,null,null,null,null,null,null,null,null,null,null,null,null,null,null,null,null,null,null,null,null,null,null,null,null,null,null,0,0,300,{"$f":"AV132+3","v":57},{"$f":"AW132+8","v":57},{"$f":"AX132+3","v":87},{"$f":"AY132+1","v":64},1500,750,500,375,300,0,0,0,0,0,0,0,0,0,0,{"$error":"#N/A"},{"$error":"#N/A"},{"$error":"#N/A"},{"$error":"#N/A"},{"$error":"#N/A"},{"$error":"#N/A"},{"$error":"#N/A"},{"$error":"#N/A"},{"$error":"#N/A"},{"$error":"#N/A"},{"$error":"#N/A"},{"$error":"#N/A"},{"$error":"#N/A"},{"$error":"#N/A"},{"$error":"#N/A"},{"$error":"#N/A"},{"$error":"#N/A"},{"$error":"#N/A"},{"$error":"#N/A"},{"$error":"#N/A"},{"$error":"#N/A"},{"$error":"#N/A"},{"$error":"#N/A"},{"$error":"#N/A"},{"$error":"#N/A"},{"$error":"#N/A"},{"$error":"#N/A"},{"$error":"#N/A"},{"$error":"#N/A"},{"$error":"#N/A"},{"$error":"#N/A"},{"$error":"#N/A"},{"$error":"#N/A"},{"$error":"#N/A"},{"$error":"#N/A"}]
[null,null,null,null,null,null,null,null,null,null,null,null,null,null,null,null,null,null,null,null,null,null,null,null,null,null,null,null,null,null,null,null,null,null,null,null,null,null,null,null,null,null,null,null,0,0,350,60,65,90,65,1750,875,583.33333333333337,437.5,350,0,0,0,0,0,0,0,0,0,0,{"$error":"#N/A"},{"$error":"#N/A"},{"$error":"#N/A"},{"$error":"#N/A"},{"$error":"#N/A"},{"$error":"#N/A"},{"$error":"#N/A"},{"$error":"#N/A"},{"$error":"#N/A"},{"$error":"#N/A"},{"$error":"#N/A"},{"$error":"#N/A"},{"$error":"#N/A"},{"$error":"#N/A"},{"$error":"#N/A"},{"$error":"#N/A"},{"$error":"#N/A"},{"$error":"#N/A"},{"$error":"#N/A"},{"$error":"#N/A"},{"$error":"#N/A"},{"$error":"#N/A"},{"$error":"#N/A"},{"$error":"#N/A"},{"$error":"#N/A"},{"$error":"#N/A"},{"$error":"#N/A"},{"$error":"#N/A"},{"$error":"#N/A"},{"$error":"#N/A"},{"$error":"#N/A"},{"$error":"#N/A"},{"$error":"#N/A"},{"$error":"#N/A"},{"$error":"#N/A"}]
[]
[null,null,null,null,null,null,null,null,null,null,null,null,null,null,null,null,null,null,null,null,null,null,null,"Catch 4",null,null,null,null,null,null,null,null,null,null,null,null,null,"Treatment efficiency as a function of the retention depth for specified watershed characteristics:"]
[null,null,null,null,null,null,null,null,null,null,null,null,null,null,null,null,null,null,null,null,null,null,null,{"$f":"MAX(S146:S147)","v":0},"Retention Amount:",null,"Efficiency Provided:",null,null,"Buffer - 6%:",null,null,null,null,null,null,null,"Retention Amount:",null,"Efficiency Provided:",null,null,null,null,null,null,null,null,null,null,null,"Retention Amount:",null,"Efficiency Provided:"]
[null,null,null,null,null,null,null,null,null,null,null,null,null,null,null,null,null,null,null,null,null,null,null,null,0,0,null,0,null,{"$f":"$J$10","v":0},"BW:","TN:","TP:",null,null,null,null,0,0,null,0,null,null,null,null,null,0,0,0,0,0,0,null,0]
[null,null,null,null,null,null,null,null,null,null,null,null,null,null,null,null,null,null,null,null,null,null,null,null,{"$f":"IF(IF($AB139>=$X$2,1,0)>0,Y138+1,IF($AB139>=$X$2,1,0))","v":1},0.25,null,{"$f":"'Retention Basin'!AB139","v":0},null,0,10,10,5,null,null,null,null,{"$f":"IF(IF(AM139>$AA$171,1,0)>0,AL138+1,IF(AM139>=$AA$171,1,0))","v":{"$error":"#DIV/0!"}},0.25,null,{"$f":"'Stormwater Treatment Analysis'!$AC$54","v":{"$error":"#REF!"}},null,null,null,null,null,{"$f":"IF(IF($AZ139>BE159,1,0)>0,AU138+1,IF($AZ139>=BE159,1,0))","v":1},1,{"$f":"IF(IF($AZ139>BG159,1,0)>0,AW138+1,IF($AZ139>=BG159,1,0))","v":1},{"$f":"IF(IF($AZ139>BH159,1,0)>0,AX138+1,IF($AZ139>=BH159,1,0))","v":1},{"$f":"IF(IF($AZ139>BI159,1,0)>0,AY138+1,IF($AZ139>=BI159,1,0))","v":1},0.25,null,{"$f":"'Stormwater Treatment Analysis'!$AC$54","v":{"$error":"#REF!"}},null,null,{"$f":"VLOOKUP(0,AY138:BB154,2)","v":0},{"$f":"VLOOKUP(0,AY138:BB154,4)","v":0}]
[null,null,null,null,null,null,null,null,null,null,null,null,null,null,null,null,null,null,null,null,null,null,null,null,{"$f":"IF(IF($AB140>=$X$2,1,0)>0,Y139+1,IF($AB140>=$X$2,1,0))","v":2},0.5,null,{"$f":"'Retention Basin'!AB140","v":0},null,{"$f":"IF(IF(AE140>$AD$138,1,0)>0,AD139+1,IF(AE140>=$AD$138,1,0))","v":1},25,15,10,null,null,null,null,{"$f":"IF(IF(AM140>$AA$171,1,0)>0,AL139+1,IF(AM140>=$AA$171,1,0))","v":{"$error":"#DIV/0!"}},0.5,null,{"$f":"'Stormwater Treatment Analysis'!$AC$75","v":{"$error":"#REF!"}},null,null,null,null,null,2,2,2,2,2,0.5,null,{"$f":"'Stormwater Treatment Analysis'!$AC$75","v":{"$error":"#REF!"}},null,null,{"$f":"VLOOKUP(1,AY138:BB154,2)","v":0.25},{"$f":"VLOOKUP(1,AY138:BB154,4)","v":{"$error":"#REF!"}}]
[null,null,null,null,null,null,null,null,null,null,null,null,null,null,null,null,null,null,null,null,null,null,null,null,3,0.75,null,{"$f":"'Retention Basin'!AB141","v":0},null,{"$f":"IF(IF(AE141>$AD$138,1,0)>0,AD140+1,IF(AE141>=$AD$138,1,0))","v":2},50,25,15,null,null,null,null,{"$error":"#DIV/0!"},0.75,null,{"$f":"'Stormwater Treatment Analysis'!$AC$96","v":{"$error":"#REF!"}},null,null,null,null,null,3,3,3,3,3,0.75,null,{"$f":"'Stormwater Treatment Analysis'!$AC$96","v":{"$error":"#REF!"}}]
[null,null,null,null,null,null,null,null,null,null,null,null,null,null,null,null,null,null,null,null,null,null,null,null,4,1,null,{"$f":"'Retention Basin'!AB142","v":0},null,{"$f":"IF(IF(AE142>$AD$138,1,0)>0,AD141+1,IF(AE142>=$AD$138,1,0))","v":3},100,45,25,null,null,null,null,{"$error":"#DIV/0!"},1,null,{"$f":"'Stormwater Treatment Analysis'!$AC$117","v":{"$error":"#REF!"}},null,null,null,null,null,4,4,4,4,4,1,null,{"$f":"'Stormwater Treatment Analysis'!$AC$117","v":{"$error":"#REF!"}},null,null,{"$f":"VLOOKUP(0,AX138:BB154,3)","v":0},{"$f":"VLOOKUP(0,AX138:BB154,5)","v":0},null,null,{"$f":"'Media Mixes'!$B$2","v":"MIX:"},"TN(%)","TP(%)"]
[null,null,null,null,null,null,null,null,null,null,null,null,null,null,null,null,null,null,null,null,null,null,null,null,{"$f":"IF(IF($AB143>=$X$2,1,0)>0,Y142+1,IF($AB143>=$X$2,1,0))","v":5},1.25,null,{"$f":"'Retention Basin'!AB143","v":0},null,{"$f":"IF(IF(AE143>$AD$138,1,0)>0,AD142+1,IF(AE143>=$AD$138,1,0))","v":4},350,60,65,null,null,null,null,{"$error":"#DIV/0!"},1.25,null,{"$f":"'Stormwater Treatment Analysis'!$AC$138","v":{"$error":"#REF!"}},null,null,null,null,null,{"$f":"IF(IF($AZ143>BE163,1,0)>0,AU142+1,IF($AZ143>=BE163,1,0))","v":5},{"$f":"IF(IF($AZ143>BF163,1,0)>0,AV142+1,IF($AZ143>=BF163,1,0))","v":5},5,5,5,1.25,null,{"$f":"'Stormwater Treatment Analysis'!$AC$138","v":{"$error":"#REF!"}},null,null,{"$f":"VLOOKUP(1,AX138:BB154,3)","v":0.25},{"$f":"VLOOKUP(1,AX138:BB154,5)","v":{"$error":"#REF!"}},null,null,{"$f":"'Media Mixes'!$B$3","v":"B&G ECT"},{"$f":"'Media Mixes'!$C$3","v":55},{"$f":"'Media Mixes'!$D$3","v":65}]
[null,null,null,null,null,null,null,null,null,null,null,null,null,null,null,null,null,null,null,null,null,null,null,null,6,1.5,null,{"$f":"'Retention Basin'!AB144","v":0},null,null,null,null,null,null,null,null,null,{"$error":"#DIV/0!"},1.5,null,{"$f":"'Stormwater Treatment Analysis'!$AC$159","v":{"$error":"#REF!"}},null,null,null,null,null,6,{"$f":"IF(IF($AZ144>BF164,1,0)>0,AV143+1,IF($AZ144>=BF164,1,0))","v":6},6,6,6,1.5,null,{"$f":"'Stormwater Treatment Analysis'!$AC$159","v":{"$error":"#REF!"}},null,null,null,null,null,null,{"$f":"'Media Mixes'!$B$4","v":"B&G OTE"},{"$f":"'Media Mixes'!$C$4","v":45},{"$f":"'Media Mixes'!$D$4","v":45}]
[null,null,null,null,null,null,null,null,null,null,null,null,null,null,null,null,null,null,null,null,null,null,null,null,7,1.75,null,{"$f":"'Retention Basin'!AB145","v":0},null,0,{"$f":"VLOOKUP(0,AD139:AG143,2)","v":10},{"$f":"VLOOKUP(AD145,AD139:AG143,3)","v":10},{"$f":"VLOOKUP(AD145,AD139:AG143,4)","v":5},null,null,null,null,{"$error":"#DIV/0!"},1.75,null,{"$f":"'Stormwater Treatment Analysis'!$AC$180","v":{"$error":"#REF!"}},null,null,null,null,null,7,7,7,7,7,1.75,null,{"$f":"'Stormwater Treatment Analysis'!$AC$180","v":{"$error":"#REF!"}},null,null,{"$f":"VLOOKUP(0,AW138:BB154,4)","v":0},{"$f":"VLOOKUP(0,AW138:BB154,6)","v":0},null,null,{"$f":"'Media Mixes'!$B$5","v":"B&G ECT3"},{"$f":"'Media Mixes'!$C$5","v":25},{"$f":"'Media Mixes'!$D$5","v":25}]
[null,null,null,null,null,null,null,null,null,null,null,null,null,null,null,null,null,null,null,null,null,null,null,null,8,2,null,{"$f":"'Retention Basin'!AB146","v":0},null,1,{"$f":"VLOOKUP(AD146,AD139:AG143,2)","v":25},{"$f":"VLOOKUP(AD146,AD139:AG143,3)","v":15},{"$f":"VLOOKUP(AD146,AD139:AG143,4)","v":10},null,"Retention:","R","F",{"$error":"#DIV/0!"},2,null,{"$f":"'Stormwater Treatment Analysis'!$AC$201","v":{"$error":"#REF!"}},null,null,null,null,null,8,8,8,8,8,2,null,{"$f":"'Stormwater Treatment Analysis'!$AC$201","v":{"$error":"#REF!"}},null,null,{"$f":"VLOOKUP(1,AW138:BB154,4)","v":0.25},{"$f":"VLOOKUP(1,AW138:BB154,6)","v":{"$error":"#REF!"}},null,null,{"$f":"'Media Mixes'!$B$6","v":"SAT"},{"$f":"'Media Mixes'!$C$6","v":30},{"$f":"'Media Mixes'!$D$6","v":60}]
[null,null,null,null,null,null,null,null,null,null,null,null,null,null,null,null,null,null,null,null,null,null,null,null,9,2.25,null,{"$f":"'Retention Basin'!AB147","v":0},null,null,null,null,null,null,"N:",{"$f":"IF(ISERROR(IF(AA171>AM154,AO154,AA163+((AA171-Z163)/(Z164-Z163)*(AA164-AA163))))=TRUE,0,(IF(AA171>AM154,AO154,AA163+((AA171-Z163)/(Z164-Z163)*(AA164-AA163)))))","v":0},{"$f":"AJ147+((100-AJ147)*(AF148/100))","v":0},{"$error":"#DIV/0!"},2.25,null,{"$f":"'Stormwater Treatment Analysis'!$AC$222","v":{"$error":"#REF!"}},null,null,null,null,null,9,9,9,9,9,2.25,null,{"$f":"'Stormwater Treatment Analysis'!$AC$222","v":{"$error":"#REF!"}},null,null,null,null,null,null,{"$f":"'Media Mixes'!$B$7","v":"B&G CTS12"},{"$f":"'Media Mixes'!$C$7","v":60},{"$f":"'Media Mixes'!$D$7","v":90}]
[null,null,null,null,null,null,null,null,null,null,null,null,null,null,null,null,null,null,null,null,null,null,null,null,10,2.5,null,{"$f":"'Retention Basin'!AB148","v":0},null,null,{"$f":"AD138","v":0},{"$f":"IF(AE148<10,0,(AF145+((AF146-AF145)/(AE146-AE145)*(AE148-AE145))))","v":0},{"$f":"IF(AE148<10,0,(AG145+((AG146-AG145)/(AE146-AE145)*(AE148-AE145))))","v":0},null,"P:",{"$f":"IF(ISERROR(IF(AA171>AM154,AO154,AA163+((AA171-Z163)/(Z164-Z163)*(AA164-AA163))))=TRUE,0,(IF(AA171>AM154,AO154,AA163+((AA171-Z163)/(Z164-Z163)*(AA164-AA163)))))","v":0},{"$f":"AJ148+((100-AJ148)*(AG148/100))","v":0},{"$error":"#DIV/0!"},2.5,null,{"$f":"'Stormwater Treatment Analysis'!$AC$243","v":{"$error":"#REF!"}},null,null,null,null,null,10,10,10,10,10,2.5,null,{"$f":"'Stormwater Treatment Analysis'!$AC$243","v":{"$error":"#REF!"}},null,null,{"$f":"VLOOKUP(0,AV138:BB154,5)","v":0},{"$f":"VLOOKUP(0,AV138:BB154,7)","v":0},null,null,{"$f":"'Media Mixes'!#REF!","v":{"$error":"#REF!"}},{"$f":"'Media Mixes'!#REF!","v":{"$error":"#REF!"}},{"$f":"'Media Mixes'!#REF!","v":{"$error":"#REF!"}}]
[null,null,null,null,null,null,null,null,null,null,null,null,null,null,null,null,null,null,null,null,null,null,null,null,11,2.75,null,{"$f":"'Retention Basin'!AB149","v":0},null,null,null,null,null,null,null,null,null,{"$error":"#DIV/0!"},2.75,null,{"$f":"'Stormwater Treatment Analysis'!$AC$264","v":{"$error":"#REF!"}},null,null,null,null,null,11,11,11,11,11,2.75,null,{"$f":"'Stormwater Treatment Analysis'!$AC$264","v":{"$error":"#REF!"}},null,null,{"$f":"VLOOKUP(1,AV138:BB154,5)","v":0.25},{"$f":"VLOOKUP(1,AV138:BB154,7)","v":{"$error":"#REF!"}},null,null,{"$f":"'Media Mixes'!$B$8","v":"UDM*"},{"$f":"'Media Mixes'!$C$8","v":0},{"$f":"'Media Mixes'!$D$8","v":0}]
[null,null,null,null,null,null,null,null,null,null,null,null,null,null,null,null,null,null,null,null,null,null,null,null,12,3,null,{"$f":"'Retention Basin'!AB150","v":0},null,"Buffer - 2%:",null,null,null,null,null,null,null,{"$error":"#DIV/0!"},3,null,{"$f":"'Stormwater Treatment Analysis'!$AC$285","v":{"$error":"#REF!"}},null,null,null,null,null,12,12,12,12,12,3,null,{"$f":"'Stormwater Treatment Analysis'!$AC$285","v":{"$error":"#REF!"}},null,null,null,null,null,null,{"$f":"$J$20","v":0},{"$f":"VLOOKUP(BI150,BI143:BK149,2,FALSE)","v":{"$error":"#N/A"}},{"$f":"VLOOKUP(BI150,BI143:BK149,3,FALSE)","v":{"$error":"#N/A"}}]
[null,null,null,null,null,null,null,null,null,null,null,null,null,null,null,null,null,null,null,null,null,null,null,null,13,3.25,null,{"$f":"'Retention Basin'!AB151","v":0},null,{"$f":"$J$10","v":0},"BW:","TN:","TP:",null,null,null,null,{"$error":"#DIV/0!"},3.25,null,{"$f":"'Stormwater Treatment Analysis'!$AC$306","v":{"$error":"#REF!"}},null,null,null,null,null,13,13,13,13,13,3.25,null,{"$f":"'Stormwater Treatment Analysis'!$AC$306","v":{"$error":"#REF!"}},null,null,{"$f":"VLOOKUP(0,AU138:BB154,6)","v":0},{"$f":"VLOOKUP(0,AU138:BB154,8)","v":0}]
[null,null,null,null,null,null,null,null,null,null,null,null,null,null,null,null,null,null,null,null,null,null,null,null,14,3.5,null,{"$f":"'Retention Basin'!AB152","v":0},null,0,10,50,25,null,null,null,null,{"$error":"#DIV/0!"},3.5,null,{"$f":"'Stormwater Treatment Analysis'!$AC$327","v":{"$error":"#REF!"}},null,null,null,null,null,14,14,14,14,14,3.5,null,{"$f":"'Stormwater Treatment Analysis'!$AC$327","v":{"$error":"#REF!"}},null,null,{"$f":"VLOOKUP(1,AU138:BB154,6)","v":0.25},{"$f":"VLOOKUP(1,AU138:BB154,8)","v":{"$error":"#REF!"}}]
[null,null,null,null,null,null,null,null,null,null,null,null,null,null,null,null,null,null,null,null,null,null,null,null,15,3.75,null,{"$f":"'Retention Basin'!AB153","v":0},null,{"$f":"IF(IF(AE153>$AD$151,1,0)>0,AD152+1,IF(AE153>=$AD$151,1,0))","v":1},25,60,40,null,null,null,null,{"$error":"#DIV/0!"},3.75,null,{"$f":"'Stormwater Treatment Analysis'!$AC$348","v":{"$error":"#REF!"}},null,null,null,null,null,15,15,15,15,15,3.75,null,{"$f":"'Stormwater Treatment Analysis'!$AC$348","v":{"$error":"#REF!"}}]
[null,null,null,null,null,null,null,null,null,null,null,null,null,null,null,null,null,null,null,null,null,null,null,null,16,4,null,{"$f":"'Retention Basin'!AB154","v":0},null,{"$f":"IF(IF(AE154>$AD$151,1,0)>0,AD153+1,IF(AE154>=$AD$151,1,0))","v":2},50,65,55,null,null,null,null,{"$error":"#DIV/0!"},4,null,{"$f":"'Stormwater Treatment Analysis'!$AC$369","v":{"$error":"#REF!"}},null,null,null,null,null,16,16,16,16,16,4,null,{"$f":"'Stormwater Treatment Analysis'!$AC$369","v":{"$error":"#REF!"}}]
[null,null,null,null,null,null,null,null,null,null,null,null,null,null,null,null,null,null,null,null,null,null,null,null,null,null,null,null,null,{"$f":"IF(IF(AE155>$AD$151,1,0)>0,AD154+1,IF(AE155>=$AD$151,1,0))","v":3},100,75,60]
[null,null,null,null,null,null,null,null,null,null,null,null,null,null,null,null,null,null,null,null,null,null,null,null,"Interpolation for Retention Amount:",null,null,null,null,{"$f":"IF(IF(AE156>$AD$151,1,0)>0,AD155+1,IF(AE156>=$AD$151,1,0))","v":4},350,90,65]
[null,null,null,null,null,null,null,null,null,null,null,null,null,null,null,null,null,null,null,null,null,null,null,null,null,null,null,null,null,null,null,null,null,null,null,null,null,null,null,null,null,null,null,"Slope",{"$f":"$J$15","v":0},null,"Buffer W:",6,null,2,null,"Ratio of Buffer width to Contributing Area width",null,null,null,null,"Retention",null,null,null,null,"Retention Efficiency",null,null,null,null,"Nitrogen Efficiency - Retention",null,null,null,null,"Phosphorus Efficiency - Retention",null,null,null,null,"Nitrogen Efficiency - Detention",null,null,null,null,"Phosphorus Efficiency - Detention",null,null,null,null,"Nitrogen Removal Efficiency of VNB",null,null,null,null,"Phosphorus Removal Efficiency of VNB",null,null,null,null,{"$f":"IF($G$19=\"Nitrogen\",CI157,CN157)","v":"Phosphorus Removal Efficiency of VNB"},null,null,null,{"$f":"IF($G$19=\"Nitrogen\",$J$16,$J$17)","v":""}]
[null,null,null,null,null,null,null,null,null,null,null,null,null,null,null,null,null,null,null,null,null,null,null,null,null,{"$f":"VLOOKUP(0,Y138:AB154,2)","v":0},{"$f":"VLOOKUP(0,Y138:AB154,4)","v":0},null,null,0,{"$f":"VLOOKUP(AD158,AD152:AG156,2)","v":10},{"$f":"VLOOKUP(AD158,AD152:AG156,3)","v":50},{"$f":"VLOOKUP(AD158,AD152:AG156,4)","v":25},null,null,null,null,null,null,null,null,null,null,null,"N","P",null,"N","P",null,null,0.2,0.4,0.6,0.8,1,0.2,0.4,0.6,0.8,1,0.2,0.4,0.6,0.8,1,0.2,0.4,0.6,0.8,1,0.2,0.4,0.6,0.8,1,0.2,0.4,0.6,0.8,1,0.2,0.4,0.6,0.8,1,0.2,0.4,0.6,0.8,1,0.2,0.4,0.6,0.8,1]
[null,null,null,null,null,null,null,null,null,null,null,null,null,null,null,null,null,null,null,null,null,null,null,null,null,{"$f":"VLOOKUP(1,Y138:AB154,2)","v":0.25},{"$f":"VLOOKUP(1,Y138:AB154,4)","v":0},null,null,1,{"$f":"VLOOKUP(AD159,AD152:AG156,2)","v":25},{"$f":"VLOOKUP(AD159,AD152:AG156,3)","v":60},{"$f":"VLOOKUP(AD159,AD152:AG156,4)","v":40},null,"Detention:","R","F",null,null,null,null,null,null,null,{"$f":"IF($AS$157<2,0,(AX159+((AV159-AX159)/($AV$157-$AX$157)*($AS$157-$AX$157))))","v":0},{"$f":"IF($AS$157<2,0,(AY159+((AW159-AY159)/($AV$157-$AX$157)*($AS$157-$AX$157))))","v":0},10,10,5,50,25,{"$f":"$AU159/AZ$158","v":50},{"$f":"$AU159/BA$158","v":25},16.666666666666668,12.5,10,{"$f":"(($AU159*$J$12*$J$14)/(AZ159+$AU159))*12","v":0},{"$f":"(($AU159*$J$12*$J$14)/(BA159+$AU159))*12","v":0},{"$f":"(($AU159*$J$12*$J$14)/(BB159+$AU159))*12","v":0},{"$f":"(($AU159*$J$12*$J$14)/(BC159+$AU159))*12","v":0},{"$f":"(($AU159*$J$12*$J$14)/(BD159+$AU159))*12","v":0},{"$f":"IF(ISERROR(IF(BE159>AZ154,BB154,BF151+((BE159-BE151)/(BE152-BE151)*(BF152-BF151))))=TRUE,0,(IF(BE159>AZ154,BB154,BF151+((BE159-BE151)/(BE152-BE151)*(BF152-BF151)))))","v":0},{"$f":"IF(ISERROR(IF(BF159>AZ154,BB154,BF148+((BF159-BE148)/(BE149-BE148)*(BF149-BF148))))=TRUE,0,(IF(BF159>AZ154,BB154,BF148+((BF159-BE148)/(BE149-BE148)*(BF149-BF148)))))","v":0},{"$f":"IF(ISERROR(IF(BG159>AZ154,BB154,BF145+((BG159-BE145)/(BE146-BE145)*(BF146-BF145))))=TRUE,0,(IF(BG159>AZ154,BB154,BF145+((BG159-BE145)/(BE146-BE145)*(BF146-BF145)))))","v":0},{"$f":"IF(ISERROR(IF(BH159>AZ154,BB154,BF142+((BH159-BE142)/(BE143-BE142)*(BF143-BF142))))=TRUE,0,(IF(BH159>AZ154,BB154,BF142+((BH159-BE142)/(BE143-BE142)*(BF143-BF142)))))","v":0},{"$f":"IF(ISERROR(IF(BI159>AZ154,BB154,BF139+((BI159-BE139)/(BE140-BE139)*(BF140-BF139))))=TRUE,0,(IF(BI159>AZ154,BB154,BF139+((BI159-BE139)/(BE140-BE139)*(BF140-BF139)))))","v":0},{"$f":"((BJ159)*($BJ$150/100))+((100-BJ159)*($AS159/100))","v":{"$error":"#N/A"}},{"$f":"((BK159)*($BJ$150/100))+((100-BK159)*($AS159/100))","v":{"$error":"#N/A"}},{"$f":"((BL159)*($BJ$150/100))+((100-BL159)*($AS159/100))","v":{"$error":"#N/A"}},{"$f":"((BM159)*($BJ$150/100))+((100-BM159)*($AS159/100))","v":{"$error":"#N/A"}},{"$f":"((BN159)*($BJ$150/100))+((100-BN159)*($AS159/100))","v":{"$error":"#N/A"}},{"$f":"(BJ159*($BK$150/100))+((100-BJ159)*($AT159/100))","v":{"$error":"#N/A"}},{"$f":"(BK159*($BK$150/100))+((100-BK159)*($AT159/100))","v":{"$error":"#N/A"}},{"$f":"(BL159*($BK$150/100))+((100-BL159)*($AT159/100))","v":{"$error":"#N/A"}},{"$f":"(BM159*($BK$150/100))+((100-BM159)*($AT159/100))","v":{"$error":"#N/A"}},{"$f":"(BN159*($BK$150/100))+((100-BN159)*($AT159/100))","v":{"$error":"#N/A"}},{"$f":"((BJ159*($BJ$150/100)+BJ159*(1-($BJ$150/100))*($AX159/100))+((100-BJ159)*($AV159/100)))","v":{"$error":"#N/A"}},{"$f":"((BK159*($BJ$150/100)+BK159*(1-($BJ$150/100))*($AX159/100))+((100-BK159)*($AV159/100)))","v":{"$error":"#N/A"}},{"$f":"((BL159*($BJ$150/100)+BL159*(1-($BJ$150/100))*($AX159/100))+((100-BL159)*($AV159/100)))","v":{"$error":"#N/A"}},{"$f":"((BM159*($BJ$150/100)+BM159*(1-($BJ$150/100))*($AX159/100))+((100-BM159)*($AV159/100)))","v":{"$error":"#N/A"}},{"$f":"((BN159*($BJ$150/100)+BN159*(1-($BJ$150/100))*($AX159/100))+((100-BN159)*($AV159/100)))","v":{"$error":"#N/A"}},{"$f":"((BJ159*($BK$150/100)+BJ159*(1-($BK$150/100))*($AY159/100))+((100-BJ159)*($AW159/100)))","v":{"$error":"#N/A"}},{"$f":"((BK159*($BK$150/100)+BK159*(1-($BK$150/100))*($AY159/100))+((100-BK159)*($AW159/100)))","v":{"$error":"#N/A"}},{"$f":"((BL159*($BK$150/100)+BL159*(1-($BK$150/100))*($AY159/100))+((100-BL159)*($AW159/100)))","v":{"$error":"#N/A"}},{"$f":"((BM159*($BK$150/100)+BM159*(1-($BK$150/100))*($AY159/100))+((100-BM159)*($AW159/100)))","v":{"$error":"#N/A"}},{"$f":"((BN159*($BK$150/100)+BN159*(1-($BK$150/100))*($AY159/100))+((100-BN159)*($AW159/100)))","v":{"$error":"#N/A"}},{"$f":"BO159","v":{"$error":"#N/A"}},{"$f":"BP159","v":{"$error":"#N/A"}},{"$f":"BQ159","v":{"$error":"#N/A"}},{"$f":"BR159","v":{"$error":"#N/A"}},{"$f":"BS159","v":{"$error":"#N/A"}},{"$f":"BT159","v":{"$error":"#N/A"}},{"$f":"BU159","v":{"$error":"#N/A"}},{"$f":"BV159","v":{"$error":"#N/A"}},{"$f":"BW159","v":{"$error":"#N/A"}},{"$f":"BX159","v":{"$error":"#N/A"}},{"$f":"IF($G$19=\"Nitrogen\",CI159,CN159)","v":{"$error":"#N/A"}},{"$f":"IF($G$19=\"Nitrogen\",CJ159,CO159)","v":{"$error":"#N/A"}},{"$f":"IF($G$19=\"Nitrogen\",CK159,CP159)","v":{"$error":"#N/A"}},{"$f":"IF($G$19=\"Nitrogen\",CL159,CQ159)","v":{"$error":"#N/A"}},{"$f":"IF($G$19=\"Nitrogen\",CM159,CR159)","v":{"$error":"#N/A"}}]
[null,null,null,null,null,null,null,null,null,null,null,null,null,null,null,null,null,null,null,null,null,null,null,null,null,null,null,null,null,null,null,null,null,null,"N:",{"$f":"IF(ISERROR(IF(AA171>AM154,AO154,AA163+((AA171-Z163)/(Z164-Z163)*(AA164-AA163))))=TRUE,0,(IF(AA171>AM154,AO154,AA163+((AA171-Z163)/(Z164-Z163)*(AA164-AA163)))))","v":0},{"$f":"((AJ160*(BJ150/100)+(AJ160*(1-BJ150/100)*(AF161/100)))+((100-AJ160)*(AF148/100)))","v":{"$error":"#N/A"}},null,null,null,null,null,null,null,{"$f":"IF($AS$157<2,0,(AX160+((AV160-AX160)/($AV$157-$AX$157)*($AS$157-$AX$157))))","v":0},{"$f":"IF($AS$157<2,0,(AY160+((AW160-AY160)/($AV$157-$AX$157)*($AS$157-$AX$157))))","v":0},13,11,6,{"$f":"AX159+2","v":52},{"$f":"AY159+3","v":28},65,32.5,21.666666666666668,16.25,13,{"$f":"(($AU160*$J$12*$J$14)/(AZ160+$AU160))*12","v":0},{"$f":"(($AU160*$J$12*$J$14)/(BA160+$AU160))*12","v":0},{"$f":"(($AU160*$J$12*$J$14)/(BB160+$AU160))*12","v":0},{"$f":"(($AU160*$J$12*$J$14)/(BC160+$AU160))*12","v":0},{"$f":"(($AU160*$J$12*$J$14)/(BD160+$AU160))*12","v":0},{"$f":"BJ159","v":0},{"$f":"BK159","v":0},{"$f":"BL159","v":0},{"$f":"BM159","v":0},{"$f":"BN159","v":0},{"$error":"#N/A"},{"$error":"#N/A"},{"$error":"#N/A"},{"$error":"#N/A"},{"$error":"#N/A"},{"$error":"#N/A"},{"$error":"#N/A"},{"$error":"#N/A"},{"$error":"#N/A"},{"$error":"#N/A"},{"$error":"#N/A"},{"$error":"#N/A"},{"$error":"#N/A"},{"$error":"#N/A"},{"$error":"#N/A"},{"$error":"#N/A"},{"$error":"#N/A"},{"$error":"#N/A"},{"$error":"#N/A"},{"$error":"#N/A"},{"$f":"BO160","v":{"$error":"#N/A"}},{"$error":"#N/A"},{"$error":"#N/A"},{"$error":"#N/A"},{"$error":"#N/A"},{"$f":"BT160","v":{"$error":"#N/A"}},{"$error":"#N/A"},{"$error":"#N/A"},{"$error":"#N/A"},{"$error":"#N/A"},{"$f":"IF($G$19=\"Nitrogen\",CI160,CN160)","v":{"$error":"#N/A"}},{"$f":"IF($G$19=\"Nitrogen\",CJ160,CO160)","v":{"$error":"#N/A"}},{"$f":"IF($G$19=\"Nitrogen\",CK160,CP160)","v":{"$error":"#N/A"}},{"$f":"IF($G$19=\"Nitrogen\",CL160,CQ160)","v":{"$error":"#N/A"}},{"$f":"IF($G$19=\"Nitrogen\",CM160,CR160)","v":{"$error":"#N/A"}}]
[null,null,null,null,null,null,null,null,null,null,null,null,null,null,null,null,null,null,null,null,null,null,null,null,"Interpolation for Retention Amount:",null,null,null,null,null,{"$f":"AD151","v":0},{"$f":"IF(AE161<10,0,(AF158+((AF159-AF158)/(AE159-AE158)*(AE161-AE158))))","v":0},{"$f":"IF(AE161<10,0,(AG158+((AG159-AG158)/(AE159-AE158)*(AE161-AE158))))","v":0},null,"P:",{"$f":"IF(ISERROR(IF(AA171>AM154,AO154,AA163+((AA171-Z163)/(Z164-Z163)*(AA164-AA163))))=TRUE,0,(IF(AA171>AM154,AO154,AA163+((AA171-Z163)/(Z164-Z163)*(AA164-AA163)))))","v":0},{"$f":"((AJ161*(BK150/100)+(AJ161*(1-BK150/100)*(AG161/100)))+((100-AJ161)*(AG148/100)))","v":{"$error":"#N/A"}},null,null,null,null,null,null,null,0,0,16,12,7,{"$f":"AX160+2","v":54},{"$f":"AY160+3","v":31},80,40,26.666666666666668,20,16,0,0,0,0,0,0,0,0,0,0,{"$error":"#N/A"},{"$error":"#N/A"},{"$error":"#N/A"},{"$error":"#N/A"},{"$error":"#N/A"},{"$error":"#N/A"},{"$error":"#N/A"},{"$error":"#N/A"},{"$error":"#N/A"},{"$error":"#N/A"},{"$error":"#N/A"},{"$error":"#N/A"},{"$error":"#N/A"},{"$error":"#N/A"},{"$error":"#N/A"},{"$error":"#N/A"},{"$error":"#N/A"},{"$error":"#N/A"},{"$error":"#N/A"},{"$error":"#N/A"},{"$error":"#N/A"},{"$error":"#N/A"},{"$error":"#N/A"},{"$error":"#N/A"},{"$error":"#N/A"},{"$error":"#N/A"},{"$error":"#N/A"},{"$error":"#N/A"},{"$error":"#N/A"},{"$error":"#N/A"},{"$error":"#N/A"},{"$error":"#N/A"},{"$error":"#N/A"},{"$error":"#N/A"},{"$error":"#N/A"}]
[null,null,null,null,null,null,null,null,null,null,null,null,null,null,null,null,null,null,null,null,null,null,null,null,null,null,null,null,null,null,null,null,null,null,null,null,null,null,null,null,null,null,null,null,0,0,19,13,8,{"$f":"AX161+2","v":56},{"$f":"AY161+3","v":34},95,47.5,31.666666666666668,23.75,19,0,0,0,0,0,0,0,0,0,0,{"$error":"#N/A"},{"$error":"#N/A"},{"$error":"#N/A"},{"$error":"#N/A"},{"$error":"#N/A"},{"$error":"#N/A"},{"$error":"#N/A"},{"$error":"#N/A"},{"$error":"#N/A"},{"$error":"#N/A"},{"$error":"#N/A"},{"$error":"#N/A"},{"$error":"#N/A"},{"$error":"#N/A"},{"$error":"#N/A"},{"$error":"#N/A"},{"$error":"#N/A"},{"$error":"#N/A"},{"$error":"#N/A"},{"$error":"#N/A"},{"$error":"#N/A"},{"$error":"#N/A"},{"$error":"#N/A"},{"$error":"#N/A"},{"$error":"#N/A"},{"$error":"#N/A"},{"$error":"#N/A"},{"$error":"#N/A"},{"$error":"#N/A"},{"$error":"#N/A"},{"$error":"#N/A"},{"$error":"#N/A"},{"$error":"#N/A"},{"$error":"#N/A"},{"$error":"#N/A"}]
[null,null,null,null,null,null,null,null,null,null,null,null,null,null,null,null,null,null,null,null,null,null,null,null,null,{"$f":"VLOOKUP(0,AL138:AO154,2)","v":0},{"$f":"VLOOKUP(0,AL138:AO154,4)","v":0},null,null,"ERROR MESSAGE:",null,{"$f":"$J$7","v":0},{"$f":"AF163*0.99","v":0},{"$f":"AF163*1.01","v":0},{"$f":"((($J$11*($J$10+$J$13))/43560))","v":0},null,null,null,null,null,null,null,null,null,0,0,22,14,9,{"$f":"AX162+2","v":58},{"$f":"AY162+3","v":37},110,55,36.666666666666671,27.5,22,0,0,0,0,0,0,0,0,0,0,{"$error":"#N/A"},{"$error":"#N/A"},{"$error":"#N/A"},{"$error":"#N/A"},{"$error":"#N/A"},{"$error":"#N/A"},{"$error":"#N/A"},{"$error":"#N/A"},{"$error":"#N/A"},{"$error":"#N/A"},{"$error":"#N/A"},{"$error":"#N/A"},{"$error":"#N/A"},{"$error":"#N/A"},{"$error":"#N/A"},{"$error":"#N/A"},{"$error":"#N/A"},{"$error":"#N/A"},{"$error":"#N/A"},{"$error":"#N/A"},{"$error":"#N/A"},{"$error":"#N/A"},{"$error":"#N/A"},{"$error":"#N/A"},{"$error":"#N/A"},{"$error":"#N/A"},{"$error":"#N/A"},{"$error":"#N/A"},{"$error":"#N/A"},{"$error":"#N/A"},{"$error":"#N/A"},{"$error":"#N/A"},{"$error":"#N/A"},{"$error":"#N/A"},{"$error":"#N/A"}]
[null,null,null,null,null,null,null,null,null,null,null,null,null,null,null,null,null,null,null,null,null,null,null,null,null,{"$f":"VLOOKUP(1,AL138:AO154,2)","v":0},{"$f":"VLOOKUP(1,AL138:AO154,4)","v":0},null,null,null,null,null,null,null,null,null,null,null,null,null,null,null,null,null,0,0,25,15,10,60,40,125,62.5,41.666666666666671,31.25,25,0,0,0,0,0,0,0,0,0,0,{"$error":"#N/A"},{"$error":"#N/A"},{"$error":"#N/A"},{"$error":"#N/A"},{"$error":"#N/A"},{"$error":"#N/A"},{"$error":"#N/A"},{"$error":"#N/A"},{"$error":"#N/A"},{"$error":"#N/A"},{"$error":"#N/A"},{"$error":"#N/A"},{"$error":"#N/A"},{"$error":"#N/A"},{"$error":"#N/A"},{"$error":"#N/A"},{"$error":"#N/A"},{"$error":"#N/A"},{"$error":"#N/A"},{"$error":"#N/A"},{"$error":"#N/A"},{"$error":"#N/A"},{"$error":"#N/A"},{"$error":"#N/A"},{"$error":"#N/A"},{"$error":"#N/A"},{"$error":"#N/A"},{"$error":"#N/A"},{"$error":"#N/A"},{"$error":"#N/A"},{"$error":"#N/A"},{"$error":"#N/A"},{"$error":"#N/A"},{"$error":"#N/A"},{"$error":"#N/A"}]
[null,null,null,null,null,null,null,null,null,null,null,null,null,null,null,null,null,null,null,null,null,null,null,null,null,null,null,null,null,{"$f":"IF(AND(AI163>AG163,AI163<AH163)=TRUE,0,\"THE DIMENSIONS OF THE FILTER STRIP AND AREA DRAINING TO THE FILTER STRIP DO NOT MATCH THE AREA SPECIFIED IN THE PRE- AND POST-DEVELOPMENT WATERSHED CHARACTERISTICS TAB. PLEASE REVISE.\")","v":"THE DIMENSIONS OF THE FILTER STRIP AND AREA DRAINING TO THE FILTER STRIP DO NOT MATCH THE AREA SPECIFIED IN THE PRE- AND POST-DEVELOPMENT WATERSHED CHARACTERISTICS TAB. PLEASE REVISE."},null,null,null,null,null,null,null,null,null,null,null,null,null,null,0,0,30,{"$f":"AV164+2","v":17},{"$f":"AW164+1","v":11},61,{"$f":"AY164+3","v":43},150,75,50,37.5,30,0,0,0,0,0,0,0,0,0,0,{"$error":"#N/A"},{"$error":"#N/A"},{"$error":"#N/A"},{"$error":"#N/A"},{"$error":"#N/A"},{"$error":"#N/A"},{"$error":"#N/A"},{"$error":"#N/A"},{"$error":"#N/A"},{"$error":"#N/A"},{"$error":"#N/A"},{"$error":"#N/A"},{"$error":"#N/A"},{"$error":"#N/A"},{"$error":"#N/A"},{"$error":"#N/A"},{"$error":"#N/A"},{"$error":"#N/A"},{"$error":"#N/A"},{"$error":"#N/A"},{"$error":"#N/A"},{"$error":"#N/A"},{"$error":"#N/A"},{"$error":"#N/A"},{"$error":"#N/A"},{"$error":"#N/A"},{"$error":"#N/A"},{"$error":"#N/A"},{"$error":"#N/A"},{"$error":"#N/A"},{"$error":"#N/A"},{"$error":"#N/A"},{"$error":"#N/A"},{"$error":"#N/A"},{"$error":"#N/A"}]
[null,null,null,null,null,null,null,null,null,null,null,null,null,null,null,null,null,null,null,null,null,null,null,null,null,null,null,null,null,null,null,null,null,null,null,null,null,null,null,null,null,null,null,null,0,0,35,{"$f":"AV165+2","v":19},12,62,{"$f":"AY165+3","v":46},175,87.5,58.333333333333336,43.75,35,0,0,0,0,0,0,0,0,0,0,{"$error":"#N/A"},{"$error":"#N/A"},{"$error":"#N/A"},{"$error":"#N/A"},{"$error":"#N/A"},{"$error":"#N/A"},{"$error":"#N/A"},{"$error":"#N/A"},{"$error":"#N/A"},{"$error":"#N/A"},{"$error":"#N/A"},{"$error":"#N/A"},{"$error":"#N/A"},{"$error":"#N/A"},{"$error":"#N/A"},{"$error":"#N/A"},{"$error":"#N/A"},{"$error":"#N/A"},{"$error":"#N/A"},{"$error":"#N/A"},{"$error":"#N/A"},{"$error":"#N/A"},{"$error":"#N/A"},{"$error":"#N/A"},{"$error":"#N/A"},{"$error":"#N/A"},{"$error":"#N/A"},{"$error":"#N/A"},{"$error":"#N/A"},{"$error":"#N/A"},{"$error":"#N/A"},{"$error":"#N/A"},{"$error":"#N/A"},{"$error":"#N/A"},{"$error":"#N/A"}]
[null,null,null,null,null,null,null,null,null,null,null,null,null,null,null,null,null,null,null,null,null,null,null,null,0.16,null,"Area:",{"$f":"(($J$11)*($J$10+$J$13)/43560)","v":0},null,null,null,"TN","TP",null,null,null,null,null,null,null,null,null,null,null,0,0,40,{"$f":"AV166+2","v":21},13,63,{"$f":"AY166+3","v":49},200,100,66.666666666666671,50,40,0,0,0,0,0,0,0,0,0,0,{"$error":"#N/A"},{"$error":"#N/A"},{"$error":"#N/A"},{"$error":"#N/A"},{"$error":"#N/A"},{"$error":"#N/A"},{"$error":"#N/A"},{"$error":"#N/A"},{"$error":"#N/A"},{"$error":"#N/A"},{"$error":"#N/A"},{"$error":"#N/A"},{"$error":"#N/A"},{"$error":"#N/A"},{"$error":"#N/A"},{"$error":"#N/A"},{"$error":"#N/A"},{"$error":"#N/A"},{"$error":"#N/A"},{"$error":"#N/A"},{"$error":"#N/A"},{"$error":"#N/A"},{"$error":"#N/A"},{"$error":"#N/A"},{"$error":"#N/A"},{"$error":"#N/A"},{"$error":"#N/A"},{"$error":"#N/A"},{"$error":"#N/A"},{"$error":"#N/A"},{"$error":"#N/A"},{"$error":"#N/A"},{"$error":"#N/A"},{"$error":"#N/A"},{"$error":"#N/A"}]
[null,null,null,null,null,null,null,null,null,null,null,null,null,null,null,null,null,null,null,null,null,null,null,null,0.2,null,"Detention","Nitrogen",null,null,2,{"$f":"AF161","v":0},{"$f":"AG161","v":0},null,null,null,null,null,null,null,null,null,null,null,0,0,45,{"$f":"AV167+2","v":23},14,64,{"$f":"AY167+3","v":52},225,112.5,75,56.25,45,0,0,0,0,0,0,0,0,0,0,{"$error":"#N/A"},{"$error":"#N/A"},{"$error":"#N/A"},{"$error":"#N/A"},{"$error":"#N/A"},{"$error":"#N/A"},{"$error":"#N/A"},{"$error":"#N/A"},{"$error":"#N/A"},{"$error":"#N/A"},{"$error":"#N/A"},{"$error":"#N/A"},{"$error":"#N/A"},{"$error":"#N/A"},{"$error":"#N/A"},{"$error":"#N/A"},{"$error":"#N/A"},{"$error":"#N/A"},{"$error":"#N/A"},{"$error":"#N/A"},{"$error":"#N/A"},{"$error":"#N/A"},{"$error":"#N/A"},{"$error":"#N/A"},{"$error":"#N/A"},{"$error":"#N/A"},{"$error":"#N/A"},{"$error":"#N/A"},{"$error":"#N/A"},{"$error":"#N/A"},{"$error":"#N/A"},{"$error":"#N/A"},{"$error":"#N/A"},{"$error":"#N/A"},{"$error":"#N/A"}]
[null,null,null,null,null,null,null,null,null,null,null,null,null,null,null,null,null,null,null,null,null,null,null,null,0.25,null,"Retention","Phosphorus",null,null,6,{"$f":"AF148","v":0},{"$f":"AG148","v":0},null,null,null,null,null,null,null,null,null,null,null,0,0,50,25,15,65,55,250,125,83.333333333333343,62.5,50,0,0,0,0,0,0,0,0,0,0,{"$error":"#N/A"},{"$error":"#N/A"},{"$error":"#N/A"},{"$error":"#N/A"},{"$error":"#N/A"},{"$error":"#N/A"},{"$error":"#N/A"},{"$error":"#N/A"},{"$error":"#N/A"},{"$error":"#N/A"},{"$error":"#N/A"},{"$error":"#N/A"},{"$error":"#N/A"},{"$error":"#N/A"},{"$error":"#N/A"},{"$error":"#N/A"},{"$error":"#N/A"},{"$error":"#N/A"},{"$error":"#N/A"},{"$error":"#N/A"},{"$error":"#N/A"},{"$error":"#N/A"},{"$error":"#N/A"},{"$error":"#N/A"},{"$error":"#N/A"},{"$error":"#N/A"},{"$error":"#N/A"},{"$error":"#N/A"},{"$error":"#N/A"},{"$error":"#N/A"},{"$error":"#N/A"},{"$error":"#N/A"},{"$error":"#N/A"},{"$error":"#N/A"},{"$error":"#N/A"}]
[null,null,null,null,null,null,null,null,null,null,null,null,null,null,null,null,null,null,null,null,null,null,null,null,{"$f":"($J$10*$J$12*$J$14)","v":0},"cf",null,null,null,null,null,null,null,null,"N","P",null,null,null,null,null,null,null,null,0,0,60,{"$f":"AV169+4","v":29},{"$f":"AW169+2","v":17},67,{"$f":"AY169+1","v":56},300,150,100,75,60,0,0,0,0,0,0,0,0,0,0,{"$error":"#N/A"},{"$error":"#N/A"},{"$error":"#N/A"},{"$error":"#N/A"},{"$error":"#N/A"},{"$error":"#N/A"},{"$error":"#N/A"},{"$error":"#N/A"},{"$error":"#N/A"},{"$error":"#N/A"},{"$error":"#N/A"},{"$error":"#N/A"},{"$error":"#N/A"},{"$error":"#N/A"},{"$error":"#N/A"},{"$error":"#N/A"},{"$error":"#N/A"},{"$error":"#N/A"},{"$error":"#N/A"},{"$error":"#N/A"},{"$error":"#N/A"},{"$error":"#N/A"},{"$error":"#N/A"},{"$error":"#N/A"},{"$error":"#N/A"},{"$error":"#N/A"},{"$error":"#N/A"},{"$error":"#N/A"},{"$error":"#N/A"},{"$error":"#N/A"},{"$error":"#N/A"},{"$error":"#N/A"},{"$error":"#N/A"},{"$error":"#N/A"},{"$error":"#N/A"}]
[null,null,null,null,null,null,null,null,null,null,null,null,null,null,null,null,null,null,null,null,null,null,null,null,{"$f":"(Y170/($J$10+$J$13))*12","v":{"$error":"#DIV/0!"}},"in",{"$f":"Y171","v":{"$error":"#DIV/0!"}},"in",null,null,null,{"$f":"IF($J$15<2,0,(AF168+((AF169-AF168)/(AE169-AE168)*($J$15-AE168))))","v":0},{"$f":"IF($J$15<2,0,(AG168+((AG169-AG168)/(AE169-AE168)*($J$15-AE168))))","v":0},null,{"$f":"IF(J20=0, \"\", (AF173*(BJ150/100))+(100-AF173)*(AF171/100))","v":""},{"$f":"IF(J20=0, \"\", (AF173*(BK150/100))+(100-AF173)*(AG171/100))","v":""},null,null,null,null,null,null,null,null,0,0,70,{"$f":"AV170+4","v":33},19,69,{"$f":"AY170+1","v":57},350,175,116.66666666666667,87.5,70,0,0,0,0,0,0,0,0,0,0,{"$error":"#N/A"},{"$error":"#N/A"},{"$error":"#N/A"},{"$error":"#N/A"},{"$error":"#N/A"},{"$error":"#N/A"},{"$error":"#N/A"},{"$error":"#N/A"},{"$error":"#N/A"},{"$error":"#N/A"},{"$error":"#N/A"},{"$error":"#N/A"},{"$error":"#N/A"},{"$error":"#N/A"},{"$error":"#N/A"},{"$error":"#N/A"},{"$error":"#N/A"},{"$error":"#N/A"},{"$error":"#N/A"},{"$error":"#N/A"},{"$error":"#N/A"},{"$error":"#N/A"},{"$error":"#N/A"},{"$error":"#N/A"},{"$error":"#N/A"},{"$error":"#N/A"},{"$error":"#N/A"},{"$error":"#N/A"},{"$error":"#N/A"},{"$error":"#N/A"},{"$error":"#N/A"},{"$error":"#N/A"},{"$error":"#N/A"},{"$error":"#N/A"},{"$error":"#N/A"}]
[null,null,null,null,null,null,null,null,null,null,null,null,null,null,null,null,null,null,null,null,null,null,null,null,null,null,null,null,null,null,null,null,null,"Mass Leaving [kg/yr]",{"$f":"IF(J16=\"Select soil augmentation\",0,(1-AI171/100)*'Watershed Characteristics'!T64)","v":{"$error":"#VALUE!"}},{"$f":"IF(J16=\"Select soil augmentation\",0,(1-AJ171/100)*'Watershed Characteristics'!T65)","v":{"$error":"#VALUE!"}},null,null,null,null,null,null,null,null,0,0,80,{"$f":"AV171+4","v":37},21,71,{"$f":"AY171+1","v":58},400,200,133.33333333333334,100,80,0,0,0,0,0,0,0,0,0,0,{"$error":"#N/A"},{"$error":"#N/A"},{"$error":"#N/A"},{"$error":"#N/A"},{"$error":"#N/A"},{"$error":"#N/A"},{"$error":"#N/A"},{"$error":"#N/A"},{"$error":"#N/A"},{"$error":"#N/A"},{"$error":"#N/A"},{"$error":"#N/A"},{"$error":"#N/A"},{"$error":"#N/A"},{"$error":"#N/A"},{"$error":"#N/A"},{"$error":"#N/A"},{"$error":"#N/A"},{"$error":"#N/A"},{"$error":"#N/A"},{"$error":"#N/A"},{"$error":"#N/A"},{"$error":"#N/A"},{"$error":"#N/A"},{"$error":"#N/A"},{"$error":"#N/A"},{"$error":"#N/A"},{"$error":"#N/A"},{"$error":"#N/A"},{"$error":"#N/A"},{"$error":"#N/A"},{"$error":"#N/A"},{"$error":"#N/A"},{"$error":"#N/A"},{"$error":"#N/A"}]
[null,null,null,null,null,null,null,null,null,null,null,null,null,null,null,null,null,null,null,null,null,null,null,null,null,null,null,null,null,null,null,{"$f":"AJ147","v":0},null,null,null,null,null,null,null,null,null,null,null,null,0,0,90,{"$f":"AV172+4","v":41},23,73,{"$f":"AY172+1","v":59},450,225,150,112.5,90,0,0,0,0,0,0,0,0,0,0,{"$error":"#N/A"},{"$error":"#N/A"},{"$error":"#N/A"},{"$error":"#N/A"},{"$error":"#N/A"},{"$error":"#N/A"},{"$error":"#N/A"},{"$error":"#N/A"},{"$error":"#N/A"},{"$error":"#N/A"},{"$error":"#N/A"},{"$error":"#N/A"},{"$error":"#N/A"},{"$error":"#N/A"},{"$error":"#N/A"},{"$error":"#N/A"},{"$error":"#N/A"},{"$error":"#N/A"},{"$error":"#N/A"},{"$error":"#N/A"},{"$error":"#N/A"},{"$error":"#N/A"},{"$error":"#N/A"},{"$error":"#N/A"},{"$error":"#N/A"},{"$error":"#N/A"},{"$error":"#N/A"},{"$error":"#N/A"},{"$error":"#N/A"},{"$error":"#N/A"},{"$error":"#N/A"},{"$error":"#N/A"},{"$error":"#N/A"},{"$error":"#N/A"},{"$error":"#N/A"}]
[null,null,null,null,null,null,null,null,null,null,null,null,null,null,null,null,null,null,null,null,null,null,null,null,null,null,null,null,null,null,null,null,null,null,null,null,null,null,null,null,null,null,null,null,0,0,100,45,25,75,60,500,250,166.66666666666669,125,100,0,0,0,0,0,0,0,0,0,0,{"$error":"#N/A"},{"$error":"#N/A"},{"$error":"#N/A"},{"$error":"#N/A"},{"$error":"#N/A"},{"$error":"#N/A"},{"$error":"#N/A"},{"$error":"#N/A"},{"$error":"#N/A"},{"$error":"#N/A"},{"$error":"#N/A"},{"$error":"#N/A"},{"$error":"#N/A"},{"$error":"#N/A"},{"$error":"#N/A"},{"$error":"#N/A"},{"$error":"#N/A"},{"$error":"#N/A"},{"$error":"#N/A"},{"$error":"#N/A"},{"$error":"#N/A"},{"$error":"#N/A"},{"$error":"#N/A"},{"$error":"#N/A"},{"$error":"#N/A"},{"$error":"#N/A"},{"$error":"#N/A"},{"$error":"#N/A"},{"$error":"#N/A"},{"$error":"#N/A"},{"$error":"#N/A"},{"$error":"#N/A"},{"$error":"#N/A"},{"$error":"#N/A"},{"$error":"#N/A"}]
[null,null,null,null,null,null,null,null,null,null,null,null,null,null,null,null,null,null,null,null,null,null,null,null,null,null,null,null,null,null,null,null,null,null,null,null,null,null,null,null,null,null,null,null,0,0,150,{"$f":"AV174+3","v":48},{"$f":"AW174+8","v":33},{"$f":"AX174+3","v":78},{"$f":"AY174+1","v":61},750,{"$f":"$AU175/BA$158","v":375},250,187.5,150,0,0,0,0,0,0,0,0,0,0,{"$error":"#N/A"},{"$error":"#N/A"},{"$error":"#N/A"},{"$error":"#N/A"},{"$error":"#N/A"},{"$error":"#N/A"},{"$error":"#N/A"},{"$error":"#N/A"},{"$error":"#N/A"},{"$error":"#N/A"},{"$error":"#N/A"},{"$error":"#N/A"},{"$error":"#N/A"},{"$error":"#N/A"},{"$error":"#N/A"},{"$error":"#N/A"},{"$error":"#N/A"},{"$error":"#N/A"},{"$error":"#N/A"},{"$error":"#N/A"},{"$error":"#N/A"},{"$error":"#N/A"},{"$error":"#N/A"},{"$error":"#N/A"},{"$error":"#N/A"},{"$error":"#N/A"},{"$error":"#N/A"},{"$error":"#N/A"},{"$error":"#N/A"},{"$error":"#N/A"},{"$error":"#N/A"},{"$error":"#N/A"},{"$error":"#N/A"},{"$error":"#N/A"},{"$error":"#N/A"}]
[null,null,null,null,null,null,null,null,null,null,null,null,null,null,null,null,null,null,null,null,null,null,null,null,null,null,null,null,null,null,null,null,null,null,null,null,null,null,null,null,null,null,null,null,0,0,200,{"$f":"AV175+3","v":51},{"$f":"AW175+8","v":41},{"$f":"AX175+3","v":81},{"$f":"AY175+1","v":62},1000,500,333.33333333333337,250,200,0,0,0,0,0,0,0,0,0,0,{"$error":"#N/A"},{"$error":"#N/A"},{"$error":"#N/A"},{"$error":"#N/A"},{"$error":"#N/A"},{"$error":"#N/A"},{"$error":"#N/A"},{"$error":"#N/A"},{"$error":"#N/A"},{"$error":"#N/A"},{"$error":"#N/A"},{"$error":"#N/A"},{"$error":"#N/A"},{"$error":"#N/A"},{"$error":"#N/A"},{"$error":"#N/A"},{"$error":"#N/A"},{"$error":"#N/A"},{"$error":"#N/A"},{"$error":"#N/A"},{"$error":"#N/A"},{"$error":"#N/A"},{"$error":"#N/A"},{"$error":"#N/A"},{"$error":"#N/A"},{"$error":"#N/A"},{"$error":"#N/A"},{"$error":"#N/A"},{"$error":"#N/A"},{"$error":"#N/A"},{"$error":"#N/A"},{"$error":"#N/A"},{"$error":"#N/A"},{"$error":"#N/A"},{"$error":"#N/A"}]
[null,null,null,null,null,null,null,null,null,null,null,null,null,null,null,null,null,null,null,null,null,null,null,null,null,null,null,null,null,null,null,null,null,null,null,null,null,null,null,null,null,null,null,null,0,0,250,{"$f":"AV176+3","v":54},{"$f":"AW176+8","v":49},{"$f":"AX176+3","v":84},{"$f":"AY176+1","v":63},1250,625,416.66666666666669,312.5,250,0,0,0,0,0,0,0,0,0,0,{"$error":"#N/A"},{"$error":"#N/A"},{"$error":"#N/A"},{"$error":"#N/A"},{"$error":"#N/A"},{"$error":"#N/A"},{"$error":"#N/A"},{"$error":"#N/A"},{"$error":"#N/A"},{"$error":"#N/A"},{"$error":"#N/A"},{"$error":"#N/A"},{"$error":"#N/A"},{"$error":"#N/A"},{"$error":"#N/A"},{"$error":"#N/A"},{"$error":"#N/A"},{"$error":"#N/A"},{"$error":"#N/A"},{"$error":"#N/A"},{"$error":"#N/A"},{"$error":"#N/A"},{"$error":"#N/A"},{"$error":"#N/A"},{"$error":"#N/A"},{"$error":"#N/A"},{"$error":"#N/A"},{"$error":"#N/A"},{"$error":"#N/A"},{"$error":"#N/A"},{"$error":"#N/A"},{"$error":"#N/A"},{"$error":"#N/A"},{"$error":"#N/A"},{"$error":"#N/A"}]
[null,null,null,null,null,null,null,null,null,null,null,null,null,null,null,null,null,null,null,null,null,null,null,null,null,null,null,null,null,null,null,null,null,null,null,null,null,null,null,null,null,null,null,null,0,0,300,{"$f":"AV177+3","v":57},{"$f":"AW177+8","v":57},{"$f":"AX177+3","v":87},{"$f":"AY177+1","v":64},1500,750,500,375,300,0,0,0,0,0,0,0,0,0,0,{"$error":"#N/A"},{"$error":"#N/A"},{"$error":"#N/A"},{"$error":"#N/A"},{"$error":"#N/A"},{"$error":"#N/A"},{"$error":"#N/A"},{"$error":"#N/A"},{"$error":"#N/A"},{"$error":"#N/A"},{"$error":"#N/A"},{"$error":"#N/A"},{"$error":"#N/A"},{"$error":"#N/A"},{"$error":"#N/A"},{"$error":"#N/A"},{"$error":"#N/A"},{"$error":"#N/A"},{"$error":"#N/A"},{"$error":"#N/A"},{"$error":"#N/A"},{"$error":"#N/A"},{"$error":"#N/A"},{"$error":"#N/A"},{"$error":"#N/A"},{"$error":"#N/A"},{"$error":"#N/A"},{"$error":"#N/A"},{"$error":"#N/A"},{"$error":"#N/A"},{"$error":"#N/A"},{"$error":"#N/A"},{"$error":"#N/A"},{"$error":"#N/A"},{"$error":"#N/A"}]
[null,null,null,null,null,null,null,null,null,null,null,null,null,null,null,null,null,null,null,null,null,null,null,null,null,null,null,null,null,null,null,null,null,null,null,null,null,null,null,null,null,null,null,null,0,0,350,60,65,90,65,1750,875,583.33333333333337,437.5,350,0,0,0,0,0,0,0,0,0,0,{"$error":"#N/A"},{"$error":"#N/A"},{"$error":"#N/A"},{"$error":"#N/A"},{"$error":"#N/A"},{"$error":"#N/A"},{"$error":"#N/A"},{"$error":"#N/A"},{"$error":"#N/A"},{"$error":"#N/A"},{"$error":"#N/A"},{"$error":"#N/A"},{"$error":"#N/A"},{"$error":"#N/A"},{"$error":"#N/A"},{"$error":"#N/A"},{"$error":"#N/A"},{"$error":"#N/A"},{"$error":"#N/A"},{"$error":"#N/A"},{"$error":"#N/A"},{"$error":"#N/A"},{"$error":"#N/A"},{"$error":"#N/A"},{"$error":"#N/A"},{"$error":"#N/A"},{"$error":"#N/A"},{"$error":"#N/A"},{"$error":"#N/A"},{"$error":"#N/A"},{"$error":"#N/A"},{"$error":"#N/A"},{"$error":"#N/A"},{"$error":"#N/A"},{"$error":"#N/A"}]

{"sheet":"Tree Well","index":18,"n_rows":113,"n_cols":61,"rows_kept":113,"cut":false,"hidden":false,"merged":[[26,8,44,9],[22,8,25,9],[5,10,9,21],[3,1,4,4],[2,10,2,14],[2,15,2,21],[3,5,4,9],[1,1,2,8],[1,9,2,9],[1,10,1,14],[1,15,1,21],[1,26,1,27],[13,10,41,21],[42,10,44,21],[0,26,0,33],[0,35,0,42],[1,35,1,36],[1,37,1,38],[20,35,20,38],[20,26,20,29],[1,28,1,29],[0,44,0,51],[1,44,1,45],[1,46,1,47],[20,44,20,47],[0,53,0,60],[1,53,1,54],[1,55,1,56],[20,53,20,56],[59,55,60,55],[63,55,64,55],[54,11,54,12],[73,9,73,12],[74,10,74,11],[59,26,60,26],[63,26,64,26],[59,37,60,37],[63,37,64,37],[59,46,60,46],[63,46,64,46],[67,28,67,31],[104,10,104,11],[109,10,109,11],[79,10,79,11],[84,10,84,11],[89,10,89,11],[94,10,94,11],[99,10,99,11]]}
[null,null,null,null,null,null,null,null,null,null,null,null,null,null,null,null,null,null,null,null,null,null,null,null,null,null,"Catch 1",null,null,null,null,null,null,null,null,"Catch 2",null,null,null,null,null,null,null,null,"Catch 3",null,null,null,null,null,null,null,null,"Catch 4"]
[null,"Tree Well",null,null,null,null,null,null,null,{"$f":"'General Site Information'!G2:G3","v":"V 7.6"},"Blue Numbers = ",null,null,null,null,"Input data",null,null,null,null,null,null,null,null,null,null,"Retention Amount:",null,"Efficiency Provided:",null,null,"Retention:","R",null,null,"Retention Amount:",null,"Efficiency Provided:",null,null,"Retention:","R",null,null,"Retention Amount:",null,"Efficiency Provided:",null,null,"Retention:","R",null,null,"Retention Amount:",null,"Efficiency Provided:",null,null,"Retention:","R"]
[null,null,null,null,null,null,null,null,null,null,"Red Numbers =",null,null,null,null,"Calculated or Carryover",null,null,null,null,null,null,null,null,null,null,0,0,null,0,null,"N:",{"$f":"IF(ISERROR(IF(AG21>AB19,AD19,AC23+((AG21-AB23)/(AB24-AB23)*(AC24-AC23))))=TRUE,0,(IF(AG21>AB19,AD19,AC23+((AG21-AB23)/(AB24-AB23)*(AC24-AC23)))))","v":0},null,null,0,0,null,0,null,"N:",{"$f":"IF(ISERROR(IF(AP21>AK19,AM19,AL23+((AP21-AK23)/(AK24-AK23)*(AL24-AL23))))=TRUE,0,(IF(AP21>AK19,AM19,AL23+((AP21-AK23)/(AK24-AK23)*(AL24-AL23)))))","v":0},null,null,0,0,null,0,null,"N:",{"$f":"IF(ISERROR(IF(AY21>AT19,AV19,AU23+((AY21-AT23)/(AT24-AT23)*(AU24-AU23))))=TRUE,0,(IF(AY21>AT19,AV19,AU23+((AY21-AT23)/(AT24-AT23)*(AU24-AU23)))))","v":0},null,null,0,0,null,0,null,"N:",{"$f":"IF(ISERROR(IF(BH21>BC19,BE19,BD23+((BH21-BC23)/(BC24-BC23)*(BD24-BD23))))=TRUE,0,(IF(BH21>BC19,BE19,BD23+((BH21-BC23)/(BC24-BC23)*(BD24-BD23)))))","v":0}]
[null,"Tree wells that can include interceptor storage:",null,null,null,{"$f":"IF('General Site Information'!J5=\"\",\"\",'General Site Information'!J5)","v":""},null,null,null,null,null,null,null,null,null,null,null,null,null,null,null,null,null,null,null,null,{"$f":"IF(IF(AB4>$AG$21,1,0)>0,AA3+1,IF(AB4>=$AG$21,1,0))","v":{"$error":"#DIV/0!"}},0.25,null,{"$f":"'Stormwater Treatment Analysis'!$AC$54","v":{"$error":"#REF!"}},null,"P:",{"$f":"IF(ISERROR(IF(AG21>AB19,AD19,AC23+((AG21-AB23)/(AB24-AB23)*(AC24-AC23))))=TRUE,0,(IF(AG21>AB19,AD19,AC23+((AG21-AB23)/(AB24-AB23)*(AC24-AC23)))))","v":0},null,null,{"$f":"IF(IF(AK4>$AP$21,1,0)>0,AJ3+1,IF(AK4>=$AP$21,1,0))","v":{"$error":"#DIV/0!"}},0.25,null,{"$f":"'Stormwater Treatment Analysis'!$AC$54","v":{"$error":"#REF!"}},null,"P:",{"$f":"IF(ISERROR(IF(AP21>AK19,AM19,AL23+((AP21-AK23)/(AK24-AK23)*(AL24-AL23))))=TRUE,0,(IF(AP21>AK19,AM19,AL23+((AP21-AK23)/(AK24-AK23)*(AL24-AL23)))))","v":0},null,null,{"$f":"IF(IF(AT4>$AY$21,1,0)>0,AS3+1,IF(AT4>=$AY$21,1,0))","v":{"$error":"#DIV/0!"}},0.25,null,{"$f":"'Stormwater Treatment Analysis'!$AC$54","v":{"$error":"#REF!"}},null,"P:",{"$f":"IF(ISERROR(IF(AY21>AT19,AV19,AU23+((AY21-AT23)/(AT24-AT23)*(AU24-AU23))))=TRUE,0,(IF(AY21>AT19,AV19,AU23+((AY21-AT23)/(AT24-AT23)*(AU24-AU23)))))","v":0},null,null,{"$f":"IF(IF(BC4>$BH$21,1,0)>0,BB3+1,IF(BC4>=$BH$21,1,0))","v":{"$error":"#DIV/0!"}},0.25,null,{"$f":"'Stormwater Treatment Analysis'!$AC$54","v":{"$error":"#REF!"}},null,"P:",{"$f":"IF(ISERROR(IF(BH21>BC19,BE19,BD23+((BH21-BC23)/(BC24-BC23)*(BD24-BD23))))=TRUE,0,(IF(BH21>BC19,BE19,BD23+((BH21-BC23)/(BC24-BC23)*(BD24-BD23)))))","v":0}]
[null,null,null,null,null,null,null,null,null,null,null,null,null,null,null,null,null,null,null,null,null,null,null,null,null,null,{"$f":"IF(IF(AB5>$AG$21,1,0)>0,AA4+1,IF(AB5>=$AG$21,1,0))","v":{"$error":"#DIV/0!"}},0.5,null,{"$f":"'Stormwater Treatment Analysis'!$AC$75","v":{"$error":"#REF!"}},null,null,null,null,null,{"$f":"IF(IF(AK5>$AP$21,1,0)>0,AJ4+1,IF(AK5>=$AP$21,1,0))","v":{"$error":"#DIV/0!"}},0.5,null,{"$f":"'Stormwater Treatment Analysis'!$AC$75","v":{"$error":"#REF!"}},null,null,null,null,null,{"$f":"IF(IF(AT5>$AY$21,1,0)>0,AS4+1,IF(AT5>=$AY$21,1,0))","v":{"$error":"#DIV/0!"}},0.5,null,{"$f":"'Stormwater Treatment Analysis'!$AC$75","v":{"$error":"#REF!"}},null,null,null,null,null,{"$f":"IF(IF(BC5>$BH$21,1,0)>0,BB4+1,IF(BC5>=$BH$21,1,0))","v":{"$error":"#DIV/0!"}},0.5,null,{"$f":"'Stormwater Treatment Analysis'!$AC$75","v":{"$error":"#REF!"}}]
[null,"Loadings from BMP area are contained, thus no BMP area load.",null,null,null,"Catchment 1","Catchment 2","Catchment3","Catchment 4",null,"REQUIRED REMAINING TREATMENT EFFICIENCIES OF TREATMENT SYSTEM IN SERIES WITH VEGETATED AREAS. USE FOR SIZING OF TREATMENT SYSTEM IN SERIES WITH VEGETATED AREAS. ",null,null,null,null,null,null,null,null,null,null,null,null,null,null,null,{"$error":"#DIV/0!"},0.75,null,{"$f":"'Stormwater Treatment Analysis'!$AC$96","v":{"$error":"#REF!"}},null,"Detention:","R",null,null,{"$error":"#DIV/0!"},0.75,null,{"$f":"'Stormwater Treatment Analysis'!$AC$96","v":{"$error":"#REF!"}},null,"Detention:","R",null,null,{"$error":"#DIV/0!"},0.75,null,{"$f":"'Stormwater Treatment Analysis'!$AC$96","v":{"$error":"#REF!"}},null,"Detention:","R",null,null,{"$error":"#DIV/0!"},0.75,null,{"$f":"'Stormwater Treatment Analysis'!$AC$96","v":{"$error":"#REF!"}},null,"Detention:","R"]
[null,"Contributing catchment area:",null,null,null,{"$f":"'Watershed Characteristics'!$G$15-'Watershed Characteristics'!$G$20","v":0},{"$f":"'Watershed Characteristics'!$G$30-'Watershed Characteristics'!$G$35","v":0},{"$f":"'Watershed Characteristics'!$G$45-'Watershed Characteristics'!$G$50","v":0},{"$f":"'Watershed Characteristics'!$G$60-'Watershed Characteristics'!$G$65","v":0},"ac",null,null,null,null,null,null,null,null,null,null,null,null,null,null,null,null,{"$error":"#DIV/0!"},1,null,{"$f":"'Stormwater Treatment Analysis'!$AC$117","v":{"$error":"#REF!"}},null,"N:",{"$f":"(AG3*(AG18/100))","v":{"$error":"#N/A"}},null,null,{"$error":"#DIV/0!"},1,null,{"$f":"'Stormwater Treatment Analysis'!$AC$117","v":{"$error":"#REF!"}},null,"N:",{"$f":"(AP3*(AP18/100))","v":{"$error":"#N/A"}},null,null,{"$error":"#DIV/0!"},1,null,{"$f":"'Stormwater Treatment Analysis'!$AC$117","v":{"$error":"#REF!"}},null,"N:",{"$f":"(AY3*(AY18/100))","v":{"$error":"#N/A"}},null,null,{"$error":"#DIV/0!"},1,null,{"$f":"'Stormwater Treatment Analysis'!$AC$117","v":{"$error":"#REF!"}},null,"N:",{"$f":"(BH3*(BH18/100))","v":{"$error":"#N/A"}}]
[null,"Required treatment efficiency (Nitrogen):",null,null,null,{"$f":"IFERROR('Watershed Characteristics'!$AE$46,\"\")","v":""},{"$f":"IFERROR('Watershed Characteristics'!$AE$47,\"\")","v":""},{"$f":"IFERROR('Watershed Characteristics'!$AE$48,\"\")","v":""},{"$f":"IFERROR('Watershed Characteristics'!$AE$49,\"\")","v":""},"%",null,null,null,null,null,null,null,null,null,null,null,null,null,null,null,null,{"$error":"#DIV/0!"},1.25,null,{"$f":"'Stormwater Treatment Analysis'!$AC$138","v":{"$error":"#REF!"}},null,"P:",{"$f":"(AG4*(AH18/100))","v":{"$error":"#N/A"}},null,null,{"$error":"#DIV/0!"},1.25,null,{"$f":"'Stormwater Treatment Analysis'!$AC$138","v":{"$error":"#REF!"}},null,"P:",{"$f":"(AP4*(AQ18/100))","v":{"$error":"#N/A"}},null,null,{"$error":"#DIV/0!"},1.25,null,{"$f":"'Stormwater Treatment Analysis'!$AC$138","v":{"$error":"#REF!"}},null,"P:",{"$f":"(AY4*(AZ18/100))","v":{"$error":"#N/A"}},null,null,{"$error":"#DIV/0!"},1.25,null,{"$f":"'Stormwater Treatment Analysis'!$AC$138","v":{"$error":"#REF!"}},null,"P:",{"$f":"(BH4*(BI18/100))","v":{"$error":"#N/A"}}]
[null,"Required treatment efficiency (Phosphorus):",null,null,null,{"$f":"IFERROR('Watershed Characteristics'!$AF$46,\"\")","v":""},{"$f":"IFERROR('Watershed Characteristics'!$AF$47,\"\")","v":""},{"$f":"IFERROR('Watershed Characteristics'!$AF$48,\"\")","v":""},{"$f":"IFERROR('Watershed Characteristics'!$AF$49,\"\")","v":""},"%",null,null,null,null,null,null,null,null,null,null,null,null,null,null,null,null,{"$f":"IF(IF(AB9>$AG$21,1,0)>0,AA8+1,IF(AB9>=$AG$21,1,0))","v":{"$error":"#DIV/0!"}},1.5,null,{"$f":"'Stormwater Treatment Analysis'!$AC$159","v":{"$error":"#REF!"}},null,null,null,null,null,{"$error":"#DIV/0!"},1.5,null,{"$f":"'Stormwater Treatment Analysis'!$AC$159","v":{"$error":"#REF!"}},null,null,null,null,null,{"$error":"#DIV/0!"},1.5,null,{"$f":"'Stormwater Treatment Analysis'!$AC$159","v":{"$error":"#REF!"}},null,null,null,null,null,{"$error":"#DIV/0!"},1.5,null,{"$f":"'Stormwater Treatment Analysis'!$AC$159","v":{"$error":"#REF!"}}]
[null,"Vegetated Area (Tree Well) depth",null,null,null,null,null,null,null,"ft",null,null,null,null,null,null,null,null,null,null,null,null,null,null,null,null,{"$error":"#DIV/0!"},1.75,null,{"$f":"'Stormwater Treatment Analysis'!$AC$180","v":{"$error":"#REF!"}},null,{"$f":"'Media Mixes'!$B$2","v":"MIX:"},"TN(%)","TP(%)",null,{"$error":"#DIV/0!"},1.75,null,{"$f":"'Stormwater Treatment Analysis'!$AC$180","v":{"$error":"#REF!"}},null,{"$f":"'Media Mixes'!$B$2","v":"MIX:"},"TN(%)","TP(%)",null,{"$error":"#DIV/0!"},1.75,null,{"$f":"'Stormwater Treatment Analysis'!$AC$180","v":{"$error":"#REF!"}},null,{"$f":"'Media Mixes'!$B$2","v":"MIX:"},"TN(%)","TP(%)",null,{"$error":"#DIV/0!"},1.75,null,{"$f":"'Stormwater Treatment Analysis'!$AC$180","v":{"$error":"#REF!"}},null,{"$f":"'Media Mixes'!$B$2","v":"MIX:"},"TN(%)","TP(%)"]
[null,"Tree Well Storage (intentional + canopy capture)",null,null,null,null,null,null,null,"ft",null,null,null,null,null,null,null,"Catchment 1","Catchment 2","Catchment3","Catchment 4",null,null,null,null,null,{"$error":"#DIV/0!"},2,null,{"$f":"'Stormwater Treatment Analysis'!$AC$201","v":{"$error":"#REF!"}},null,{"$f":"'Media Mixes'!$B$3","v":"B&G ECT"},{"$f":"'Media Mixes'!$C$3","v":55},{"$f":"'Media Mixes'!$D$3","v":65},null,{"$error":"#DIV/0!"},2,null,{"$f":"'Stormwater Treatment Analysis'!$AC$201","v":{"$error":"#REF!"}},null,{"$f":"'Media Mixes'!$B$3","v":"B&G ECT"},{"$f":"'Media Mixes'!$C$3","v":55},{"$f":"'Media Mixes'!$D$3","v":65},null,{"$error":"#DIV/0!"},2,null,{"$f":"'Stormwater Treatment Analysis'!$AC$201","v":{"$error":"#REF!"}},null,{"$f":"'Media Mixes'!$B$3","v":"B&G ECT"},{"$f":"'Media Mixes'!$C$3","v":55},{"$f":"'Media Mixes'!$D$3","v":65},null,{"$error":"#DIV/0!"},2,null,{"$f":"'Stormwater Treatment Analysis'!$AC$201","v":{"$error":"#REF!"}},null,{"$f":"'Media Mixes'!$B$3","v":"B&G ECT"},{"$f":"'Media Mixes'!$C$3","v":55},{"$f":"'Media Mixes'!$D$3","v":65}]
[null,"Vegetated Area (Tree Well) length:",null,null,null,null,null,null,null,"ft","Remaining treatment efficiency needed (Nitrogen):",null,null,null,null,null,null,{"$f":"IFERROR(IF(((($F$8/100)-($F$19/100))/(1-($F$19/100))*100)<0,0,((($F$8/100)-($F$19/100))/(1-($F$19/100))*100)),\"\")","v":""},{"$f":"IFERROR(IF(((($G$8/100)-($G$19/100))/(1-($G$19/100))*100)<0,0,((($G$8/100)-($G$19/100))/(1-($G$19/100))*100)),\"\")","v":""},{"$f":"IFERROR(IF(((($H$8/100)-($H$19/100))/(1-($H$19/100))*100)<0,0,((($H$8/100)-($H$19/100))/(1-($H$19/100))*100)),\"\")","v":""},{"$f":"IFERROR(IF(((($I$8/100)-($I$19/100))/(1-($I$19/100))*100)<0,0,((($I$8/100)-($I$19/100))/(1-($I$19/100))*100)),\"\")","v":""},"%",null,null,null,null,{"$error":"#DIV/0!"},2.25,null,{"$f":"'Stormwater Treatment Analysis'!$AC$222","v":{"$error":"#REF!"}},null,{"$f":"'Media Mixes'!$B$4","v":"B&G OTE"},{"$f":"'Media Mixes'!$C$4","v":45},{"$f":"'Media Mixes'!$D$4","v":45},null,{"$error":"#DIV/0!"},2.25,null,{"$f":"'Stormwater Treatment Analysis'!$AC$222","v":{"$error":"#REF!"}},null,{"$f":"'Media Mixes'!$B$4","v":"B&G OTE"},{"$f":"'Media Mixes'!$C$4","v":45},{"$f":"'Media Mixes'!$D$4","v":45},null,{"$error":"#DIV/0!"},2.25,null,{"$f":"'Stormwater Treatment Analysis'!$AC$222","v":{"$error":"#REF!"}},null,{"$f":"'Media Mixes'!$B$4","v":"B&G OTE"},{"$f":"'Media Mixes'!$C$4","v":45},{"$f":"'Media Mixes'!$D$4","v":45},null,{"$error":"#DIV/0!"},2.25,null,{"$f":"'Stormwater Treatment Analysis'!$AC$222","v":{"$error":"#REF!"}},null,{"$f":"'Media Mixes'!$B$4","v":"B&G OTE"},{"$f":"'Media Mixes'!$C$4","v":45},{"$f":"'Media Mixes'!$D$4","v":45}]
[null,"Vegetated Area (Tree Well) width:",null,null,null,null,null,null,null,"ft","Remaining treatment efficiency needed (Phosphorus):",null,null,null,null,null,null,{"$f":"IFERROR(IF(((($F$9/100)-($F$20/100))/(1-($F$20/100))*100)<0,0,((($F$9/100)-($F$20/100))/(1-($F$20/100))*100)),\"\")","v":""},{"$f":"IFERROR(IF(((($G$9/100)-($G$20/100))/(1-($G$20/100))*100)<0,0,((($G$9/100)-($G$20/100))/(1-($G$20/100))*100)),\"\")","v":""},{"$f":"IFERROR(IF(((($H$9/100)-($H$20/100))/(1-($H$20/100))*100)<0,0,((($H$9/100)-($H$20/100))/(1-($H$20/100))*100)),\"\")","v":""},{"$f":"IFERROR(IF(((($I$9/100)-($I$20/100))/(1-($I$20/100))*100)<0,0,((($I$9/100)-($I$20/100))/(1-($I$20/100))*100)),\"\")","v":""},"%",null,null,null,null,{"$error":"#DIV/0!"},2.5,null,{"$f":"'Stormwater Treatment Analysis'!$AC$243","v":{"$error":"#REF!"}},null,{"$f":"'Media Mixes'!$B$5","v":"B&G ECT3"},{"$f":"'Media Mixes'!$C$5","v":25},{"$f":"'Media Mixes'!$D$5","v":25},null,{"$error":"#DIV/0!"},2.5,null,{"$f":"'Stormwater Treatment Analysis'!$AC$243","v":{"$error":"#REF!"}},null,{"$f":"'Media Mixes'!$B$5","v":"B&G ECT3"},{"$f":"'Media Mixes'!$C$5","v":25},{"$f":"'Media Mixes'!$D$5","v":25},null,{"$error":"#DIV/0!"},2.5,null,{"$f":"'Stormwater Treatment Analysis'!$AC$243","v":{"$error":"#REF!"}},null,{"$f":"'Media Mixes'!$B$5","v":"B&G ECT3"},{"$f":"'Media Mixes'!$C$5","v":25},{"$f":"'Media Mixes'!$D$5","v":25},null,{"$error":"#DIV/0!"},2.5,null,{"$f":"'Stormwater Treatment Analysis'!$AC$243","v":{"$error":"#REF!"}},null,{"$f":"'Media Mixes'!$B$5","v":"B&G ECT3"},{"$f":"'Media Mixes'!$C$5","v":25},{"$f":"'Media Mixes'!$D$5","v":25}]
[null,"Sustainable water storage capacity of the soil:",null,null,null,null,null,null,null,null,null,null,null,null,null,null,null,null,null,null,null,null,null,null,null,null,{"$error":"#DIV/0!"},2.75,null,{"$f":"'Stormwater Treatment Analysis'!$AC$264","v":{"$error":"#REF!"}},null,{"$f":"'Media Mixes'!$B$6","v":"SAT"},{"$f":"'Media Mixes'!$C$6","v":30},{"$f":"'Media Mixes'!$D$6","v":60},null,{"$error":"#DIV/0!"},2.75,null,{"$f":"'Stormwater Treatment Analysis'!$AC$264","v":{"$error":"#REF!"}},null,{"$f":"'Media Mixes'!$B$6","v":"SAT"},{"$f":"'Media Mixes'!$C$6","v":30},{"$f":"'Media Mixes'!$D$6","v":60},null,{"$error":"#DIV/0!"},2.75,null,{"$f":"'Stormwater Treatment Analysis'!$AC$264","v":{"$error":"#REF!"}},null,{"$f":"'Media Mixes'!$B$6","v":"SAT"},{"$f":"'Media Mixes'!$C$6","v":30},{"$f":"'Media Mixes'!$D$6","v":60},null,{"$error":"#DIV/0!"},2.75,null,{"$f":"'Stormwater Treatment Analysis'!$AC$264","v":{"$error":"#REF!"}},null,{"$f":"'Media Mixes'!$B$6","v":"SAT"},{"$f":"'Media Mixes'!$C$6","v":30},{"$f":"'Media Mixes'!$D$6","v":60}]
[null,"Number of similar Areas within watershed:",null,null,null,null,null,null,null,null,null,null,null,null,null,null,null,null,null,null,null,null,null,null,null,null,{"$error":"#DIV/0!"},3,null,{"$f":"'Stormwater Treatment Analysis'!$AC$285","v":{"$error":"#REF!"}},null,{"$f":"'Media Mixes'!$B$7","v":"B&G CTS12"},{"$f":"'Media Mixes'!$C$7","v":60},{"$f":"'Media Mixes'!$D$7","v":90},null,{"$error":"#DIV/0!"},3,null,{"$f":"'Stormwater Treatment Analysis'!$AC$285","v":{"$error":"#REF!"}},null,{"$f":"'Media Mixes'!$B$7","v":"B&G CTS12"},{"$f":"'Media Mixes'!$C$7","v":60},{"$f":"'Media Mixes'!$D$7","v":90},null,{"$error":"#DIV/0!"},3,null,{"$f":"'Stormwater Treatment Analysis'!$AC$285","v":{"$error":"#REF!"}},null,{"$f":"'Media Mixes'!$B$7","v":"B&G CTS12"},{"$f":"'Media Mixes'!$C$7","v":60},{"$f":"'Media Mixes'!$D$7","v":90},null,{"$error":"#DIV/0!"},3,null,{"$f":"'Stormwater Treatment Analysis'!$AC$285","v":{"$error":"#REF!"}},null,{"$f":"'Media Mixes'!$B$7","v":"B&G CTS12"},{"$f":"'Media Mixes'!$C$7","v":60},{"$f":"'Media Mixes'!$D$7","v":90}]
[null,"Retention depth for provided hydraulic capture efficiency:",null,null,null,{"$f":"IF(ISERROR($AG$20)=TRUE,0,($AG$20))","v":0},{"$f":"IF(ISERROR($AP$20)=TRUE,0,($AP$20))","v":0},{"$f":"IF(ISERROR($AY$20)=TRUE,0,($AY$20))","v":0},{"$f":"IF(ISERROR($BH$20)=TRUE,0,($BH$20))","v":0},"in",null,null,null,null,null,null,null,null,null,null,null,null,null,null,null,null,{"$error":"#DIV/0!"},3.25,null,{"$f":"'Stormwater Treatment Analysis'!$AC$306","v":{"$error":"#REF!"}},null,{"$f":"'Media Mixes'!$B$8","v":"UDM*"},{"$f":"'Media Mixes'!$C$8","v":0},{"$f":"'Media Mixes'!$D$8","v":0},null,{"$error":"#DIV/0!"},3.25,null,{"$f":"'Stormwater Treatment Analysis'!$AC$306","v":{"$error":"#REF!"}},null,{"$f":"'Media Mixes'!#REF!","v":{"$error":"#REF!"}},{"$f":"'Media Mixes'!#REF!","v":{"$error":"#REF!"}},{"$f":"'Media Mixes'!#REF!","v":{"$error":"#REF!"}},null,{"$error":"#DIV/0!"},3.25,null,{"$f":"'Stormwater Treatment Analysis'!$AC$306","v":{"$error":"#REF!"}},null,{"$f":"'Media Mixes'!#REF!","v":{"$error":"#REF!"}},{"$f":"'Media Mixes'!#REF!","v":{"$error":"#REF!"}},{"$f":"'Media Mixes'!#REF!","v":{"$error":"#REF!"}},null,{"$error":"#DIV/0!"},3.25,null,{"$f":"'Stormwater Treatment Analysis'!$AC$306","v":{"$error":"#REF!"}},null,{"$f":"'Media Mixes'!#REF!","v":{"$error":"#REF!"}},{"$f":"'Media Mixes'!#REF!","v":{"$error":"#REF!"}},{"$f":"'Media Mixes'!#REF!","v":{"$error":"#REF!"}}]
[null,"Is this a retention or detention system?",null,null,null,null,null,null,null,null,null,null,null,null,null,null,null,null,null,null,null,null,null,null,null,null,{"$error":"#DIV/0!"},3.5,null,{"$f":"'Stormwater Treatment Analysis'!$AC$327","v":{"$error":"#REF!"}},null,null,null,null,null,{"$error":"#DIV/0!"},3.5,null,{"$f":"'Stormwater Treatment Analysis'!$AC$327","v":{"$error":"#REF!"}},null,{"$f":"'Media Mixes'!$B$8","v":"UDM*"},{"$f":"'Media Mixes'!$C$8","v":0},{"$f":"'Media Mixes'!$D$8","v":0},null,{"$error":"#DIV/0!"},3.5,null,{"$f":"'Stormwater Treatment Analysis'!$AC$327","v":{"$error":"#REF!"}},null,{"$f":"'Media Mixes'!$B$8","v":"UDM*"},{"$f":"'Media Mixes'!$C$8","v":0},{"$f":"'Media Mixes'!$D$8","v":0},null,{"$error":"#DIV/0!"},3.5,null,{"$f":"'Stormwater Treatment Analysis'!$AC$327","v":{"$error":"#REF!"}},null,{"$f":"'Media Mixes'!$B$8","v":"UDM*"},{"$f":"'Media Mixes'!$C$8","v":0},{"$f":"'Media Mixes'!$D$8","v":0}]
[null,"Type of soil augmentation:",null,null,null,null,null,null,null,null,null,null,null,null,null,null,null,null,null,null,null,null,null,null,null,null,{"$error":"#DIV/0!"},3.75,null,{"$f":"'Stormwater Treatment Analysis'!$AC$348","v":{"$error":"#REF!"}},null,{"$f":"$F$18","v":0},{"$f":"VLOOKUP(AF18,AF11:AH16,2,FALSE)","v":{"$error":"#N/A"}},{"$f":"VLOOKUP(AF18,AF11:AH16,3,FALSE)","v":{"$error":"#N/A"}},null,{"$error":"#DIV/0!"},3.75,null,{"$f":"'Stormwater Treatment Analysis'!$AC$348","v":{"$error":"#REF!"}},null,{"$f":"$G$18","v":0},{"$f":"VLOOKUP(AO18,AO11:AQ17,2,FALSE)","v":{"$error":"#N/A"}},{"$f":"VLOOKUP(AO18,AO11:AQ17,3,FALSE)","v":{"$error":"#N/A"}},null,{"$error":"#DIV/0!"},3.75,null,{"$f":"'Stormwater Treatment Analysis'!$AC$348","v":{"$error":"#REF!"}},null,{"$f":"$H$18","v":0},{"$f":"VLOOKUP(AX18,AX11:AZ17,2,FALSE)","v":{"$error":"#N/A"}},{"$f":"VLOOKUP(AX18,AX11:AZ17,3,FALSE)","v":{"$error":"#N/A"}},null,{"$error":"#DIV/0!"},3.75,null,{"$f":"'Stormwater Treatment Analysis'!$AC$348","v":{"$error":"#REF!"}},null,{"$f":"$I$18","v":0},{"$f":"VLOOKUP(BG18,BG11:BI17,2,FALSE)","v":{"$error":"#N/A"}},{"$f":"VLOOKUP(BG18,BG11:BI17,3,FALSE)","v":{"$error":"#N/A"}}]
[null,"Provided treatment efficiency (Nitrogen):",null,null,null,{"$f":"IF(ISERROR(IF($F$17=\"Retention\",$AG$3,$AG$7))=TRUE,0,(IF($F$17=\"Retention\",$AG$3,$AG$7)))","v":0},{"$f":"IF(ISERROR(IF($G$17=\"Retention\",$AP$3,$AP$7))=TRUE,0,(IF($G$17=\"Retention\",$AP$3,$AP$7)))","v":0},{"$f":"IF(ISERROR(IF($H$17=\"Retention\",$AY$3,$AY$7))=TRUE,0,(IF($H$17=\"Retention\",$AY$3,$AY$7)))","v":0},{"$f":"IF(ISERROR(IF($I$17=\"Retention\",$BH$3,$BH$7))=TRUE,0,(IF($I$17=\"Retention\",$BH$3,$BH$7)))","v":0},"%",null,null,null,null,null,null,null,null,null,null,null,null,null,null,null,null,{"$error":"#DIV/0!"},4,null,{"$f":"'Stormwater Treatment Analysis'!$AC$369","v":{"$error":"#REF!"}},null,0.16,{"$f":"(($F$10*$F$12*$F$13*$F$14)+($F$12*$F$13*$F$11))*($F$15)","v":0},"cf",null,{"$error":"#DIV/0!"},4,null,{"$f":"'Stormwater Treatment Analysis'!$AC$369","v":{"$error":"#REF!"}},null,0.16,{"$f":"(($G$10*$G$12*$G$13*$G$14)+($G$12*$G$13*$G$11))*($G$15)","v":0},"cf",null,{"$error":"#DIV/0!"},4,null,{"$f":"'Stormwater Treatment Analysis'!$AC$369","v":{"$error":"#REF!"}},null,0.16,{"$f":"(($H$10*$H$12*$H$13*$H$14)+($H$12*$H$13*$H$11))*($H$15)","v":0},"cf",null,{"$error":"#DIV/0!"},4,null,{"$f":"'Stormwater Treatment Analysis'!$AC$369","v":{"$error":"#REF!"}},null,0.16,{"$f":"(($I$10*$I$12*$I$13*$I$14)+($I$12*$I$13*$I$11))*($I$15)","v":0},"cf"]
[null,"Provided treatment efficiency (Phosphorus):",null,null,null,{"$f":"IF(ISERROR(IF($F$17=\"Retention\",$AG$4,$AG$8))=TRUE,0,(IF($F$17=\"Retention\",$AG$4,$AG$8)))","v":0},{"$f":"IF(ISERROR(IF($G$17=\"Retention\",$AP$4,$AP$8))=TRUE,0,(IF($G$17=\"Retention\",$AP$4,$AP$8)))","v":0},{"$f":"IF(ISERROR(IF($H$17=\"Retention\",$AY$4,$AY$8))=TRUE,0,(IF($H$17=\"Retention\",$AY$4,$AY$8)))","v":0},{"$f":"IF(ISERROR(IF($I$17=\"Retention\",$BH$4,$BH$8))=TRUE,0,(IF($I$17=\"Retention\",$BH$4,$BH$8)))","v":0},"%",null,null,null,null,null,null,null,null,null,null,null,null,null,null,null,null,null,null,null,null,null,0.2,{"$f":"((AG19/($F$7*43560)*12))","v":{"$error":"#DIV/0!"}},"in",null,null,null,null,null,null,0.2,{"$f":"((AP19/($G$7*43560)*12))","v":{"$error":"#DIV/0!"}},"in",null,null,null,null,null,null,0.2,{"$f":"((AY19/($H$7*43560)*12))","v":{"$error":"#DIV/0!"}},"in",null,null,null,null,null,null,0.2,{"$f":"((BH19/($I$7*43560)*12))","v":{"$error":"#DIV/0!"}},"in"]
[null,"Is/are the vegetated areas sufficient?",null,null,null,{"$f":"IF(F20=0,\"\",IF(SUM(IF(F19>=F8,1,0),IF(F20>=F9,1,0))>1.999,\"YES\",\"NO\"))","v":""},{"$f":"IF(G20=0,\"\",IF(SUM(IF(G19>=G8,1,0),IF(G20>=G9,1,0))>1.999,\"YES\",\"NO\"))","v":""},{"$f":"IF(H20=0,\"\",IF(SUM(IF(H19>=H8,1,0),IF(H20>=H9,1,0))>1.999,\"YES\",\"NO\"))","v":""},{"$f":"IF(I20=0,\"\",IF(SUM(IF(I19>=I8,1,0),IF(I20>=I9,1,0))>1.999,\"YES\",\"NO\"))","v":""},null,null,null,null,null,null,null,null,null,null,null,null,null,null,null,null,null,"Interpolation for Retention Amount:",null,null,null,null,0.25,{"$f":"AG20","v":{"$error":"#DIV/0!"}},"in",null,"Interpolation for Retention Amount:",null,null,null,null,0.25,{"$f":"AP20","v":{"$error":"#DIV/0!"}},"in",null,"Interpolation for Retention Amount:",null,null,null,null,0.25,{"$f":"AY20","v":{"$error":"#DIV/0!"}},"in",null,"Interpolation for Retention Amount:",null,null,null,null,0.25,{"$f":"BH20","v":{"$error":"#DIV/0!"}},"in"]
[null,"  # see media mixes for recommended TP and TN removals",null,null,null,{"$f":"IF(('Exfiltration Trench'!D10-F16)<0,0,('Exfiltration Trench'!D10-F16))","v":0},{"$f":"IF(('Exfiltration Trench'!E10-G16)<0,0,('Exfiltration Trench'!E10-G16))","v":0},{"$f":"IF(('Exfiltration Trench'!F10-H16)<0,0,('Exfiltration Trench'!F10-H16))","v":0},{"$f":"IF(('Exfiltration Trench'!G10-I16)<0,0,('Exfiltration Trench'!G10-I16))","v":0}]
[null,null,null,null,null,null,null,null," NOTE FOR TREATMENT EFFICIENCY GRAPH:",null,null,null,null,null,null,null,null,null,null,null,null,null,null,null,null,null,null,{"$f":"VLOOKUP(0,AA3:AD19,2)","v":0},{"$f":"VLOOKUP(0,AA3:AD19,4)","v":0},null,null,"Detention",null,null,null,null,{"$f":"VLOOKUP(0,AJ3:AM19,2)","v":0},{"$f":"VLOOKUP(0,AJ3:AM19,4)","v":0},null,null,"Detention",null,null,null,null,{"$f":"VLOOKUP(0,AS3:AV19,2)","v":0},{"$f":"VLOOKUP(0,AS3:AV19,4)","v":0},null,null,"Detention",null,null,null,null,{"$f":"VLOOKUP(0,BB3:BE19,2)","v":0},{"$f":"VLOOKUP(0,BB3:BE19,4)","v":0},null,null,"Detention"]
[null,null,null,null,null,null,null,null,null,null,null,null,null,null,null,null,null,null,null,null,null,null,null,null,null,null,null,{"$f":"VLOOKUP(1,AA3:AD19,2)","v":0},{"$f":"VLOOKUP(1,AA3:AD19,4)","v":0},null,null,"Retention",null,null,null,null,{"$f":"VLOOKUP(1,AJ3:AM19,2)","v":0},{"$f":"VLOOKUP(1,AJ3:AM19,4)","v":0},null,null,"Retention",null,null,null,null,{"$f":"VLOOKUP(1,AS3:AV19,2)","v":0},{"$f":"VLOOKUP(1,AS3:AV19,4)","v":0},null,null,"Retention",null,null,null,null,{"$f":"VLOOKUP(1,BB3:BE19,2)","v":0},{"$f":"VLOOKUP(1,BB3:BE19,4)","v":0},null,null,"Retention"]
[]
[]
[null,null,null,null,null,null,null,null,"The purpose of this graph is to help illustrate the treatment efficiency of the retention system as the function of retention depth. The graph illustrates that there is a point of diminished return as the retention depth is substantially increased. Therefore, to provide the most economical BMP treatment system, other alternatives such as \"treatment trains\" and compensatory treatment should be considered.",null,null,null,null,null,null,null,null,null,null,null,null,null,null,null,null,null,null,null,null,null,null,null,"N:","P:",null,null,null,null,null,null,null,"N:","P:",null,null,null,null,null,null,null,"N:","P:",null,null,null,null,null,null,null,"N:","P:"]
[null,null,null,null,null,null,null,null,null,null,null,null,null,null,null,null,null,null,null,null,null,null,null,null,null,null,null,{"$f":"IF($F$17=\"Retention\", \"Retention\", \"Detention\")","v":"Detention"},null,null,null,{"$f":"AB3","v":0},{"$f":"IF($F$17=\"retention\",AD3,(AD3*($AG$18/100)))","v":{"$error":"#N/A"}},{"$f":"IF($F$17=\"retention\",AD3,(AD3*($AH$18/100)))","v":{"$error":"#N/A"}},null,null,{"$f":"IF($G$17=\"Retention\", \"Retention\", \"Detention\")","v":"Detention"},null,null,null,{"$f":"AK3","v":0},{"$f":"IF($G$17=\"retention\",AM3,(AM3*($AP$18/100)))","v":{"$error":"#N/A"}},{"$f":"IF($G$17=\"retention\",AM3,(AM3*($AQ$18/100)))","v":{"$error":"#N/A"}},null,null,{"$f":"IF($H$17=\"Retention\", \"Retention\", \"Detention\")","v":"Detention"},null,null,null,{"$f":"AT3","v":0},{"$f":"IF($H$17=\"retention\",AV3,(AV3*($AY$18/100)))","v":{"$error":"#N/A"}},{"$f":"IF($H$17=\"retention\",AV3,(AV3*($AZ$18/100)))","v":{"$error":"#N/A"}},null,null,{"$f":"IF($I$17=\"Retention\", \"Retention\", \"Detention\")","v":"Detention"},null,null,null,{"$f":"BC3","v":0},{"$f":"IF($I$17=\"retention\",BE3,(BE3*($BH$18/100)))","v":{"$error":"#N/A"}},{"$f":"IF($I$17=\"retention\",BE3,(BE3*($BI$18/100)))","v":{"$error":"#N/A"}}]
[null,null,null,null,null,null,null,null,null,null,null,null,null,null,null,null,null,null,null,null,null,null,null,null,null,null,null,{"$f":"IF($F$17=\"Retention\", \"Retention Depth\", \"Detention Time for N [days]\")","v":"Detention Time for N [days]"},{"$f":"IF($F$17=\"Retention\",AG21, AB62)","v":0},null,null,0.25,{"$error":"#REF!"},{"$error":"#REF!"},null,null,{"$f":"IF($G$17=\"Retention\", \"Retention Depth\", \"Detention Time for N [days]\")","v":"Detention Time for N [days]"},{"$f":"IF($G$17=\"Retention\",AP21, AM62)","v":0},null,null,{"$f":"AK4","v":0.25},{"$error":"#REF!"},{"$error":"#REF!"},null,null,{"$f":"IF($H$17=\"Retention\", \"Retention Depth\", \"Detention Time for N [days]\")","v":"Detention Time for N [days]"},{"$f":"IF($H$17=\"Retention\",AY21, AV62)","v":0},null,null,{"$f":"AT4","v":0.25},{"$error":"#REF!"},{"$error":"#REF!"},null,null,{"$f":"IF($I$17=\"Retention\", \"Retention Depth\", \"Detention Time for N [days]\")","v":"Detention Time for N [days]"},{"$f":"IF($I$17=\"Retention\",BH21, BE62)","v":0},null,null,{"$f":"BC4","v":0.25},{"$error":"#REF!"},{"$error":"#REF!"}]
[null,null,null,null,null,null,null,null,null,null,null,null,null,null,null,null,null,null,null,null,null,null,null,null,null,null,null,{"$f":"IF($F$17=\"Retention\", \"\", \"Detention Time for P [Days]\")","v":"Detention Time for P [Days]"},{"$f":"IF($F$17=\"Retention\", \"\", AB66)","v":0},null,null,0.5,{"$error":"#REF!"},{"$error":"#REF!"},null,null,{"$f":"IF($G$17=\"Retention\", \"\", \"Detention Time for P [Days]\")","v":"Detention Time for P [Days]"},{"$f":"IF($G$17=\"Retention\", \"\", AM66)","v":0},null,null,{"$f":"AK5","v":0.5},{"$error":"#REF!"},{"$error":"#REF!"},null,null,{"$f":"IF($H$17=\"Retention\", \"\", \"Detention Time for P [Days]\")","v":"Detention Time for P [Days]"},{"$f":"IF($H$17=\"Retention\", \"\", AV66)","v":0},null,null,{"$f":"AT5","v":0.5},{"$error":"#REF!"},{"$error":"#REF!"},null,null,{"$f":"IF($I$17=\"Retention\", \"\", \"Detention Time for P [Days]\")","v":"Detention Time for P [Days]"},{"$f":"IF($I$17=\"Retention\", \"\", BE66)","v":0},null,null,{"$f":"BC5","v":0.5},{"$error":"#REF!"},{"$error":"#REF!"}]
[null,null,null,null,null,null,null,null,null,null,null,null,null,null,null,null,null,null,null,null,null,null,null,null,null,null,null,null,null,null,null,{"$f":"AB6","v":0.75},{"$error":"#REF!"},{"$error":"#REF!"},null,null,null,null,null,null,{"$f":"AK6","v":0.75},{"$error":"#REF!"},{"$error":"#REF!"},null,null,null,null,null,null,{"$f":"AT6","v":0.75},{"$error":"#REF!"},{"$error":"#REF!"},null,null,null,null,null,null,{"$f":"BC6","v":0.75},{"$error":"#REF!"},{"$error":"#REF!"}]
[null,null,null,null,null,null,null,null,null,null,null,null,null,null,null,null,null,null,null,null,null,null,null,null,null,null,null,null,null,null,null,1,{"$error":"#REF!"},{"$error":"#REF!"},null,null,null,null,null,null,{"$f":"AK7","v":1},{"$error":"#REF!"},{"$error":"#REF!"},null,null,null,null,null,null,{"$f":"AT7","v":1},{"$error":"#REF!"},{"$error":"#REF!"},null,null,null,null,null,null,{"$f":"BC7","v":1},{"$error":"#REF!"},{"$error":"#REF!"}]
[null,null,null,null,null,null,null,null,null,null,null,null,null,null,null,null,null,null,null,null,null,null,null,null,null,null,null,null,null,null,null,1.25,{"$error":"#REF!"},{"$error":"#REF!"},null,null,null,null,null,null,1.25,{"$error":"#REF!"},{"$error":"#REF!"},null,null,null,null,null,null,1.25,{"$error":"#REF!"},{"$error":"#REF!"},null,null,null,null,null,null,1.25,{"$error":"#REF!"},{"$error":"#REF!"}]
[null,null,null,null,null,null,null,null,null,null,null,null,null,null,null,null,null,null,null,null,null,null,null,null,null,null,null,null,null,null,null,1.5,{"$error":"#REF!"},{"$error":"#REF!"},null,null,null,null,null,null,1.5,{"$error":"#REF!"},{"$error":"#REF!"},null,null,null,null,null,null,1.5,{"$error":"#REF!"},{"$error":"#REF!"},null,null,null,null,null,null,1.5,{"$error":"#REF!"},{"$error":"#REF!"}]
[null,null,null,null,null,null,null,null,null,null,null,null,null,null,null,null,null,null,null,null,null,null,null,null,null,null,"RT:","P:","N:",null,null,1.75,{"$error":"#REF!"},{"$error":"#REF!"},null,null,null,"RT:","P:","N:",1.75,{"$error":"#REF!"},{"$error":"#REF!"},null,null,null,"RT:","P:","N:",1.75,{"$error":"#REF!"},{"$error":"#REF!"},null,null,null,"RT:","P:","N:",1.75,{"$error":"#REF!"},{"$error":"#REF!"}]
[null,null,null,null,null,null,null,null,null,null,null,null,null,null,null,null,null,null,null,null,null,null,null,null,0,0,0,0,0,null,null,2,{"$error":"#REF!"},{"$error":"#REF!"},null,0,0,0,0,0,2,{"$error":"#REF!"},{"$error":"#REF!"},null,0,0,0,0,0,2,{"$error":"#REF!"},{"$error":"#REF!"},null,0,0,0,0,0,2,{"$error":"#REF!"},{"$error":"#REF!"}]
[null,null,null,null,null,null,null,null,null,null,null,null,null,null,null,null,null,null,null,null,null,null,null,null,{"$f":"IF(IF(AC37>=$AG$7,1,0)>0,Y36+1,IF(AC37>=$AG$7,1,0))","v":{"$error":"#N/A"}},{"$f":"IF(IF(AB37>=$AG$8,1,0)>0,Z36+1,IF(AB37>=$AG$8,1,0))","v":{"$error":"#N/A"}},2,{"$f":"(40.13+6.372*LN(AA37)+0.213*(LN(AA37)^2))","v":44.649070326492549},{"$f":"((43.75*AA37)/(4.38+AA37))","v":13.714733542319749},null,null,2.25,{"$error":"#REF!"},{"$error":"#REF!"},null,{"$f":"IF(IF(AN37>=$AP$7,1,0)>0,AJ36+1,IF(AN37>=$AP$7,1,0))","v":{"$error":"#N/A"}},{"$f":"IF(IF(AM37>=$AP$8,1,0)>0,AK36+1,IF(AM37>=$AP$8,1,0))","v":{"$error":"#N/A"}},2,{"$f":"(40.13+6.372*LN(AL37)+0.213*(LN(AL37)^2))","v":44.649070326492549},{"$f":"((43.75*AL37)/(4.38+AL37))","v":13.714733542319749},2.25,{"$error":"#REF!"},{"$error":"#REF!"},null,{"$f":"IF(IF(AW37>=$AY$7,1,0)>0,AS36+1,IF(AW37>=$AY$7,1,0))","v":{"$error":"#N/A"}},{"$f":"IF(IF(AV37>=$AY$8,1,0)>0,AT36+1,IF(AV37>=$AY$8,1,0))","v":{"$error":"#N/A"}},2,{"$f":"(40.13+6.372*LN(AU37)+0.213*(LN(AU37)^2))","v":44.649070326492549},{"$f":"((43.75*AU37)/(4.38+AU37))","v":13.714733542319749},2.25,{"$error":"#REF!"},{"$error":"#REF!"},null,{"$f":"IF(IF(BF37>=$BH$7,1,0)>0,BB36+1,IF(BF37>=$BH$7,1,0))","v":{"$error":"#N/A"}},{"$f":"IF(IF(BE37>=$BH$8,1,0)>0,BC36+1,IF(BE37>=$BH$8,1,0))","v":{"$error":"#N/A"}},2,{"$f":"(40.13+6.372*LN(BD37)+0.213*(LN(BD37)^2))","v":44.649070326492549},{"$f":"((43.75*BD37)/(4.38+BD37))","v":13.714733542319749},2.25,{"$error":"#REF!"},{"$error":"#REF!"}]
[null,null,null,null,null,null,null,null,null,null,null,null,null,null,null,null,null,null,null,null,null,null,null,null,{"$f":"IF(IF(AC38>=$AG$7,1,0)>0,Y37+1,IF(AC38>=$AG$7,1,0))","v":{"$error":"#N/A"}},{"$f":"IF(IF(AB38>=$AG$8,1,0)>0,Z37+1,IF(AB38>=$AG$8,1,0))","v":{"$error":"#N/A"}},4,{"$f":"(40.13+6.372*LN(AA38)+0.213*(LN(AA38)^2))","v":49.372813636914252},{"$f":"((43.75*AA38)/(4.38+AA38))","v":20.883054892601436},null,null,2.5,{"$error":"#REF!"},{"$error":"#REF!"},null,{"$f":"IF(IF(AN38>=$AP$7,1,0)>0,AJ37+1,IF(AN38>=$AP$7,1,0))","v":{"$error":"#N/A"}},{"$f":"IF(IF(AM38>=$AP$8,1,0)>0,AK37+1,IF(AM38>=$AP$8,1,0))","v":{"$error":"#N/A"}},4,{"$f":"(40.13+6.372*LN(AL38)+0.213*(LN(AL38)^2))","v":49.372813636914252},{"$f":"((43.75*AL38)/(4.38+AL38))","v":20.883054892601436},2.5,{"$error":"#REF!"},{"$error":"#REF!"},null,{"$f":"IF(IF(AW38>=$AY$7,1,0)>0,AS37+1,IF(AW38>=$AY$7,1,0))","v":{"$error":"#N/A"}},{"$f":"IF(IF(AV38>=$AY$8,1,0)>0,AT37+1,IF(AV38>=$AY$8,1,0))","v":{"$error":"#N/A"}},4,{"$f":"(40.13+6.372*LN(AU38)+0.213*(LN(AU38)^2))","v":49.372813636914252},{"$f":"((43.75*AU38)/(4.38+AU38))","v":20.883054892601436},2.5,{"$error":"#REF!"},{"$error":"#REF!"},null,{"$f":"IF(IF(BF38>=$BH$7,1,0)>0,BB37+1,IF(BF38>=$BH$7,1,0))","v":{"$error":"#N/A"}},{"$f":"IF(IF(BE38>=$BH$8,1,0)>0,BC37+1,IF(BE38>=$BH$8,1,0))","v":{"$error":"#N/A"}},4,{"$f":"(40.13+6.372*LN(BD38)+0.213*(LN(BD38)^2))","v":49.372813636914252},{"$f":"((43.75*BD38)/(4.38+BD38))","v":20.883054892601436},2.5,{"$error":"#REF!"},{"$error":"#REF!"}]
[null,null,null,null,null,null,null,null,null,null,null,null,null,null,null,null,null,null,null,null,null,null,null,null,{"$error":"#N/A"},{"$error":"#N/A"},6,52.230906962977237,25.289017341040466,null,null,2.75,{"$error":"#REF!"},{"$error":"#REF!"},null,{"$error":"#N/A"},{"$error":"#N/A"},6,52.230906962977237,25.289017341040466,2.75,{"$error":"#REF!"},{"$error":"#REF!"},null,{"$error":"#N/A"},{"$error":"#N/A"},6,52.230906962977237,25.289017341040466,2.75,{"$error":"#REF!"},{"$error":"#REF!"},null,{"$error":"#N/A"},{"$error":"#N/A"},6,52.230906962977237,25.289017341040466,2.75,{"$error":"#REF!"},{"$error":"#REF!"}]
[null,null,null,null,null,null,null,null,null,null,null,null,null,null,null,null,null,null,null,null,null,null,null,null,{"$error":"#N/A"},{"$error":"#N/A"},8,54.301229931265112,28.271405492730214,null,null,3,{"$error":"#REF!"},{"$error":"#REF!"},null,{"$error":"#N/A"},{"$error":"#N/A"},8,54.301229931265112,28.271405492730214,3,{"$error":"#REF!"},{"$error":"#REF!"},null,{"$error":"#N/A"},{"$error":"#N/A"},8,54.301229931265112,28.271405492730214,3,{"$error":"#REF!"},{"$error":"#REF!"},null,{"$error":"#N/A"},{"$error":"#N/A"},8,54.301229931265112,28.271405492730214,3,{"$error":"#REF!"},{"$error":"#REF!"}]
[null,null,null,null,null,null,null,null,null,null,null,null,null,null,null,null,null,null,null,null,null,null,null,null,{"$error":"#N/A"},{"$error":"#N/A"},10,55.931376510089962,30.424200278164118,null,null,3.25,{"$error":"#REF!"},{"$error":"#REF!"},null,{"$error":"#N/A"},{"$error":"#N/A"},10,55.931376510089962,30.424200278164118,3.25,{"$error":"#REF!"},{"$error":"#REF!"},null,{"$error":"#N/A"},{"$error":"#N/A"},10,55.931376510089962,30.424200278164118,3.25,{"$error":"#REF!"},{"$error":"#REF!"},null,{"$error":"#N/A"},{"$error":"#N/A"},10,55.931376510089962,30.424200278164118,3.25,{"$error":"#REF!"},{"$error":"#REF!"}]
[null,null,null,null,null,null,null,null,null,null,null,null,null,null,null,null,null,null,null,null,null,null,null,null,{"$error":"#N/A"},{"$error":"#N/A"},15,58.947739026353197,33.862229102167184,null,null,3.5,{"$error":"#REF!"},{"$error":"#REF!"},null,{"$error":"#N/A"},{"$error":"#N/A"},15,58.947739026353197,33.862229102167184,3.5,{"$error":"#REF!"},{"$error":"#REF!"},null,{"$error":"#N/A"},{"$error":"#N/A"},15,58.947739026353197,33.862229102167184,3.5,{"$error":"#REF!"},{"$error":"#REF!"},null,{"$error":"#N/A"},{"$error":"#N/A"},15,58.947739026353197,33.862229102167184,3.5,{"$error":"#REF!"},{"$error":"#REF!"}]
[null,null,null,null,null,null,null,null,null,null,"Image Courtesy of  Watermark Engineering Group, Inc.",null,null,null,null,null,null,null,null,null,null,null,null,null,{"$error":"#N/A"},{"$error":"#N/A"},20,61.130355772161195,35.890073831009026,null,null,3.75,{"$error":"#REF!"},{"$error":"#REF!"},null,{"$error":"#N/A"},{"$error":"#N/A"},20,61.130355772161195,35.890073831009026,3.75,{"$error":"#REF!"},{"$error":"#REF!"},null,{"$error":"#N/A"},{"$error":"#N/A"},20,61.130355772161195,35.890073831009026,3.75,{"$error":"#REF!"},{"$error":"#REF!"},null,{"$error":"#N/A"},{"$error":"#N/A"},20,61.130355772161195,35.890073831009026,3.75,{"$error":"#REF!"},{"$error":"#REF!"}]
[null,null,null,null,null,null,null,null,null,null,null,null,null,null,null,null,null,null,null,null,null,null,null,null,{"$error":"#N/A"},{"$error":"#N/A"},25,62.847604171731334,37.22770592239619,null,null,4,{"$error":"#REF!"},{"$error":"#REF!"},null,{"$error":"#N/A"},{"$error":"#N/A"},25,62.847604171731334,37.22770592239619,4,{"$error":"#REF!"},{"$error":"#REF!"},null,{"$error":"#N/A"},{"$error":"#N/A"},25,62.847604171731334,37.22770592239619,4,{"$error":"#REF!"},{"$error":"#REF!"},null,{"$error":"#N/A"},{"$error":"#N/A"},25,62.847604171731334,37.22770592239619,4,{"$error":"#REF!"},{"$error":"#REF!"}]
[null,null,null,null,null,null,null,null,null,null,null,null,null,null,null,null,null,null,null,null,null,null,null,null,{"$error":"#N/A"},{"$error":"#N/A"},30,64.266444308933686,38.176265270506107,null,null,null,null,null,null,{"$error":"#N/A"},{"$error":"#N/A"},30,64.266444308933686,38.176265270506107,null,null,null,null,{"$error":"#N/A"},{"$error":"#N/A"},30,64.266444308933686,38.176265270506107,null,null,null,null,{"$error":"#N/A"},{"$error":"#N/A"},30,64.266444308933686,38.176265270506107]
[null,null,null,null,null,null,null,null,null,null,null,null,null,null,null,null,null,null,null,null,null,null,null,null,{"$error":"#N/A"},{"$error":"#N/A"},35,65.477104313376216,38.883951244286436,null,null,null,null,null,null,{"$error":"#N/A"},{"$error":"#N/A"},35,65.477104313376216,38.883951244286436,null,null,null,null,{"$error":"#N/A"},{"$error":"#N/A"},35,65.477104313376216,38.883951244286436,null,null,null,null,{"$error":"#N/A"},{"$error":"#N/A"},35,65.477104313376216,38.883951244286436]
[null,null,null,null,null,null,null,null,null,null,null,null,null,null,null,null,null,null,null,null,null,null,null,null,{"$error":"#N/A"},{"$error":"#N/A"},40,66.534008018161586,39.43217665615142,null,null,null,null,null,null,{"$error":"#N/A"},{"$error":"#N/A"},40,66.534008018161586,39.43217665615142,null,null,null,null,{"$error":"#N/A"},{"$error":"#N/A"},40,66.534008018161586,39.43217665615142,null,null,null,null,{"$error":"#N/A"},{"$error":"#N/A"},40,66.534008018161586,39.43217665615142]
[null,null,null,null,null,null,null,null,null,null,null,null,null,null,null,null,null,null,null,null,null,null,null,null,{"$error":"#N/A"},{"$error":"#N/A"},45,67.472568078064668,39.869380315917375,null,null,null,null,null,null,{"$error":"#N/A"},{"$error":"#N/A"},45,67.472568078064668,39.869380315917375,null,null,null,null,{"$error":"#N/A"},{"$error":"#N/A"},45,67.472568078064668,39.869380315917375,null,null,null,null,{"$error":"#N/A"},{"$error":"#N/A"},45,67.472568078064668,39.869380315917375]
[null,null,null,null,null,null,null,null,null,null,null,null,null,null,null,null,null,null,null,null,null,null,null,null,{"$error":"#N/A"},{"$error":"#N/A"},50,68.317146401522947,40.22618609783008,null,null,null,null,null,null,{"$error":"#N/A"},{"$error":"#N/A"},50,68.317146401522947,40.22618609783008,null,null,null,null,{"$error":"#N/A"},{"$error":"#N/A"},50,68.317146401522947,40.22618609783008,null,null,null,null,{"$error":"#N/A"},{"$error":"#N/A"},50,68.317146401522947,40.22618609783008]
[null,null,null,null,null,null,null,null,"Catchment 1","Catchment 2","Catchment 3","Catchment 4",null,null,null,null,null,null,null,null,null,null,null,null,{"$error":"#N/A"},{"$error":"#N/A"},60,69.789822575443324,40.773532152842499,null,null,null,null,null,null,{"$error":"#N/A"},{"$error":"#N/A"},60,69.789822575443324,40.773532152842499,null,null,null,null,{"$error":"#N/A"},{"$error":"#N/A"},60,69.789822575443324,40.773532152842499,null,null,null,null,{"$error":"#N/A"},{"$error":"#N/A"},60,69.789822575443324,40.773532152842499]
[null,null,null,null,null,null,null,"N",{"$f":"K78","v":""},{"$f":"K88","v":""},{"$f":"K98","v":""},{"$f":"K108","v":""},null,null,null,null,null,null,null,null,null,null,null,null,{"$error":"#N/A"},{"$error":"#N/A"},70,71.046000300364028,41.17370260822802,null,null,null,null,null,null,{"$error":"#N/A"},{"$error":"#N/A"},70,71.046000300364028,41.17370260822802,null,null,null,null,{"$error":"#N/A"},{"$error":"#N/A"},70,71.046000300364028,41.17370260822802,null,null,null,null,{"$error":"#N/A"},{"$error":"#N/A"},70,71.046000300364028,41.17370260822802]
[null,null,null,null,null,null,null,"P",{"$f":"K83","v":""},{"$f":"K93","v":""},{"$f":"K103","v":""},{"$f":"K113","v":""},null,null,null,null,null,null,null,null,null,null,null,null,{"$error":"#N/A"},{"$error":"#N/A"},80,72.14233324809112,41.479023465276136,null,null,null,null,null,null,{"$error":"#N/A"},{"$error":"#N/A"},80,72.14233324809112,41.479023465276136,null,null,null,null,{"$error":"#N/A"},{"$error":"#N/A"},80,72.14233324809112,41.479023465276136,null,null,null,null,{"$error":"#N/A"},{"$error":"#N/A"},80,72.14233324809112,41.479023465276136]
[null,null,null,null,null,null,null,null,null,null,null,null,null,null,null,null,null,null,null,null,null,null,null,null,{"$error":"#N/A"},{"$error":"#N/A"},90,73.115672365083583,41.719643992371267,null,null,null,null,null,null,{"$error":"#N/A"},{"$error":"#N/A"},90,73.115672365083583,41.719643992371267,null,null,null,null,{"$error":"#N/A"},{"$error":"#N/A"},90,73.115672365083583,41.719643992371267,null,null,null,null,{"$error":"#N/A"},{"$error":"#N/A"},90,73.115672365083583,41.719643992371267]
[null,null,null,null,null,null,null,null,null,null,null,null,null,null,null,null,null,null,null,null,null,null,null,null,{"$error":"#N/A"},{"$error":"#N/A"},100,73.991361615243719,41.914159800728108,null,null,null,null,null,null,{"$error":"#N/A"},{"$error":"#N/A"},100,73.991361615243719,41.914159800728108,null,null,null,null,{"$error":"#N/A"},{"$error":"#N/A"},100,73.991361615243719,41.914159800728108,null,null,null,null,{"$error":"#N/A"},{"$error":"#N/A"},100,73.991361615243719,41.914159800728108]
[null,null,"N","P","N","P","N","P","N","P","Retention Amount:","Efficiency Provided:",null,null,null,null,null,null,null,null,null,null,null,null,{"$error":"#N/A"},{"$error":"#N/A"},200,79.870249812893633,42.812408259125156,null,null,null,null,null,null,{"$error":"#N/A"},{"$error":"#N/A"},200,79.870249812893633,42.812408259125156,null,null,null,null,{"$error":"#N/A"},{"$error":"#N/A"},200,79.870249812893633,42.812408259125156,null,null,null,null,{"$error":"#N/A"},{"$error":"#N/A"},200,79.870249812893633,42.812408259125156]
[null,null,0,0,0,0,0,0,0,0,0,null,0,null,null,null,null,null,null,null,null,null,null,null,{"$error":"#N/A"},{"$error":"#N/A"},300,83.404059580884891,43.120441553321506,null,null,null,null,null,null,{"$error":"#N/A"},{"$error":"#N/A"},300,83.404059580884891,43.120441553321506,null,null,null,null,{"$error":"#N/A"},{"$error":"#N/A"},300,83.404059580884891,43.120441553321506,null,null,null,null,{"$error":"#N/A"},{"$error":"#N/A"},300,83.404059580884891,43.120441553321506]
[null,null,{"$f":"IF(IF(M57>=$F$19,1,0)>0,C56+1,IF(M57>=$F$19,1,0))","v":{"$error":"#REF!"}},{"$f":"IF(IF(M57>=$F$20,1,0)>0,D56+1,IF(M57>=$F$20,1,0))","v":{"$error":"#REF!"}},{"$f":"IF(IF(M57>=$G$19,1,0)>0,E56+1,IF(M57>=$G$19,1,0))","v":{"$error":"#REF!"}},{"$f":"IF(IF(M57>=$G$20,1,0)>0,F56+1,IF(M57>=$G$20,1,0))","v":{"$error":"#REF!"}},{"$f":"IF(IF(M57>=$H$19,1,0)>0,G56+1,IF(M57>=$H$19,1,0))","v":{"$error":"#REF!"}},{"$f":"IF(IF(M57>=$H$20,1,0)>0,H56+1,IF(M57>=$H$20,1,0))","v":{"$error":"#REF!"}},{"$f":"IF(IF(M57>=$I$19,1,0)>0,I56+1,IF(M57>=$I$19,1,0))","v":{"$error":"#REF!"}},{"$f":"IF(IF(M57>=$I$20,1,0)>0,J56+1,IF(M57>=$I$20,1,0))","v":{"$error":"#REF!"}},0.25,null,{"$f":"'Vegetated Filter Strip'!M56","v":{"$error":"#REF!"}},null,null,null,null,null,null,null,null,null,null,null,{"$error":"#N/A"},{"$error":"#N/A"},400,85.953810994472718,43.276126415747562,null,null,null,null,null,null,{"$error":"#N/A"},{"$error":"#N/A"},400,85.953810994472718,43.276126415747562,null,null,null,null,{"$error":"#N/A"},{"$error":"#N/A"},400,85.953810994472718,43.276126415747562,null,null,null,null,{"$error":"#N/A"},{"$error":"#N/A"},400,85.953810994472718,43.276126415747562]
[null,null,{"$f":"IF(IF(M58>=$F$19,1,0)>0,C57+1,IF(M58>=$F$19,1,0))","v":{"$error":"#REF!"}},{"$f":"IF(IF(M58>=$F$20,1,0)>0,D57+1,IF(M58>=$F$20,1,0))","v":{"$error":"#REF!"}},{"$f":"IF(IF(M58>=$G$19,1,0)>0,E57+1,IF(M58>=$G$19,1,0))","v":{"$error":"#REF!"}},{"$f":"IF(IF(M58>=$G$20,1,0)>0,F57+1,IF(M58>=$G$20,1,0))","v":{"$error":"#REF!"}},{"$f":"IF(IF(M58>=$H$19,1,0)>0,G57+1,IF(M58>=$H$19,1,0))","v":{"$error":"#REF!"}},{"$f":"IF(IF(M58>=$H$20,1,0)>0,H57+1,IF(M58>=$H$20,1,0))","v":{"$error":"#REF!"}},{"$f":"IF(IF(M58>=$I$19,1,0)>0,I57+1,IF(M58>=$I$19,1,0))","v":{"$error":"#REF!"}},{"$f":"IF(IF(M58>=$I$20,1,0)>0,J57+1,IF(M58>=$I$20,1,0))","v":{"$error":"#REF!"}},0.5,null,{"$f":"'Vegetated Filter Strip'!M57","v":{"$error":"#REF!"}},null,null,null,null,null,null,null,null,null,null,null,{"$error":"#N/A"},{"$error":"#N/A"},500,87.955831166161801,43.370078115706413,null,null,null,null,null,null,{"$error":"#N/A"},{"$error":"#N/A"},500,87.955831166161801,43.370078115706413,null,null,null,null,{"$error":"#N/A"},{"$error":"#N/A"},500,87.955831166161801,43.370078115706413,null,null,null,null,{"$error":"#N/A"},{"$error":"#N/A"},500,87.955831166161801,43.370078115706413]
[null,null,{"$error":"#REF!"},{"$error":"#REF!"},{"$error":"#REF!"},{"$error":"#REF!"},{"$error":"#REF!"},{"$error":"#REF!"},{"$error":"#REF!"},{"$error":"#REF!"},0.75,null,{"$f":"'Vegetated Filter Strip'!M58","v":{"$error":"#REF!"}}]
[null,null,{"$error":"#REF!"},{"$error":"#REF!"},{"$error":"#REF!"},{"$error":"#REF!"},{"$error":"#REF!"},{"$error":"#REF!"},{"$error":"#REF!"},{"$error":"#REF!"},1,null,{"$f":"'Vegetated Filter Strip'!M59","v":{"$error":"#REF!"}},null,null,null,null,null,null,null,null,null,null,null,null,null,"N",{"$f":"VLOOKUP(0,Y36:AC58,3)","v":0},{"$f":"VLOOKUP(0,Y36:AC58,5)","v":0},null,null,null,null,null,null,null,null,"N",{"$f":"VLOOKUP(0,AJ36:AN58,3)","v":0},{"$f":"VLOOKUP(0,AJ36:AN58,5)","v":0},null,null,null,null,null,null,"N",{"$f":"VLOOKUP(0,AS36:AW58,3)","v":0},{"$f":"VLOOKUP(0,AS36:AW58,5)","v":0},null,null,null,null,null,null,"N",{"$f":"VLOOKUP(0,BB36:BF58,3)","v":0},{"$f":"VLOOKUP(0,BB36:BF58,5)","v":0}]
[null,null,{"$error":"#REF!"},{"$error":"#REF!"},{"$error":"#REF!"},{"$error":"#REF!"},{"$error":"#REF!"},{"$error":"#REF!"},{"$error":"#REF!"},{"$error":"#REF!"},1.25,null,{"$f":"'Vegetated Filter Strip'!M60","v":{"$error":"#REF!"}},null,null,null,null,null,null,null,null,null,null,null,null,null,null,{"$f":"VLOOKUP(1,Y36:AC58,3)","v":0},{"$f":"VLOOKUP(1,Y36:AC58,5)","v":0},null,null,null,null,null,null,null,null,null,{"$f":"VLOOKUP(1,AJ36:AN58,3)","v":0},{"$f":"VLOOKUP(1,AJ36:AN58,5)","v":0},null,null,null,null,null,null,null,{"$f":"VLOOKUP(1,AS36:AW58,3)","v":0},{"$f":"VLOOKUP(1,AS36:AW58,5)","v":0},null,null,null,null,null,null,null,{"$f":"VLOOKUP(1,BB36:BF58,3)","v":0},{"$f":"VLOOKUP(1,BB36:BF58,5)","v":0}]
[null,null,{"$error":"#REF!"},{"$error":"#REF!"},{"$error":"#REF!"},{"$error":"#REF!"},{"$error":"#REF!"},{"$error":"#REF!"},{"$error":"#REF!"},{"$error":"#REF!"},1.5,null,{"$f":"'Vegetated Filter Strip'!M61","v":{"$error":"#REF!"}},null,null,null,null,null,null,null,null,null,null,null,null,null,null,{"$f":"IF(ISERROR(IF(AG7>AC58,500,AB60+((AG7-AC60)/(AC61-AC60)*(AB61-AB60))))=TRUE,0,(IF(AG7>AC58,500,AB60+((AG7-AC60)/(AC61-AC60)*(AB61-AB60)))))","v":0},null,null,null,null,null,null,null,null,null,null,{"$f":"IF(ISERROR(IF(AP7>AN58,500,AM60+((AP7-AN60)/(AN61-AN60)*(AM61-AM60))))=TRUE,0,(IF(AP7>AN58,500,AM60+((AP7-AN60)/(AN61-AN60)*(AM61-AM60)))))","v":0},null,null,null,null,null,null,null,null,{"$f":"IF(ISERROR(IF(AY7>AW58,500,AV60+((AY7-AW60)/(AW61-AW60)*(AV61-AV60))))=TRUE,0,(IF(AY7>AW58,500,AV60+((AY7-AW60)/(AW61-AW60)*(AV61-AV60)))))","v":0},null,null,null,null,null,null,null,null,{"$f":"IF(ISERROR(IF(BH7>BF58,500,BE60+((BH7-BF60)/(BF61-BF60)*(BE61-BE60))))=TRUE,0,(IF(BH7>BF58,500,BE60+((BH7-BF60)/(BF61-BF60)*(BE61-BE60)))))","v":0}]
[null,null,{"$error":"#REF!"},{"$error":"#REF!"},{"$error":"#REF!"},{"$error":"#REF!"},{"$error":"#REF!"},{"$error":"#REF!"},{"$error":"#REF!"},{"$error":"#REF!"},1.75,null,{"$f":"'Vegetated Filter Strip'!M62","v":{"$error":"#REF!"}}]
[null,null,{"$error":"#REF!"},{"$error":"#REF!"},{"$error":"#REF!"},{"$error":"#REF!"},{"$error":"#REF!"},{"$error":"#REF!"},{"$error":"#REF!"},{"$error":"#REF!"},2,null,{"$f":"'Vegetated Filter Strip'!M63","v":{"$error":"#REF!"}},null,null,null,null,null,null,null,null,null,null,null,null,null,"P",{"$f":"VLOOKUP(0,Z36:AC58,2)","v":0},{"$f":"VLOOKUP(0,Z36:AC58,3)","v":0},null,null,null,null,null,null,null,null,"P",{"$f":"VLOOKUP(0,AK36:AN58,2)","v":0},{"$f":"VLOOKUP(0,AK36:AN58,3)","v":0},null,null,null,null,null,null,"P",{"$f":"VLOOKUP(0,AT36:AW58,2)","v":0},{"$f":"VLOOKUP(0,AT36:AW58,3)","v":0},null,null,null,null,null,null,"P",{"$f":"VLOOKUP(0,BC36:BF58,2)","v":0},{"$f":"VLOOKUP(0,BC36:BF58,3)","v":0}]
[null,null,{"$error":"#REF!"},{"$error":"#REF!"},{"$error":"#REF!"},{"$error":"#REF!"},{"$error":"#REF!"},{"$error":"#REF!"},{"$error":"#REF!"},{"$error":"#REF!"},2.25,null,{"$f":"'Vegetated Filter Strip'!M64","v":{"$error":"#REF!"}},null,null,null,null,null,null,null,null,null,null,null,null,null,null,{"$f":"VLOOKUP(1,Z36:AC58,2)","v":0},{"$f":"VLOOKUP(1,Z36:AC58,3)","v":0},null,null,null,null,null,null,null,null,null,{"$f":"VLOOKUP(1,AK36:AN58,2)","v":0},{"$f":"VLOOKUP(1,AK36:AN58,3)","v":0},null,null,null,null,null,null,null,{"$f":"VLOOKUP(1,AT36:AW58,2)","v":0},{"$f":"VLOOKUP(1,AT36:AW58,3)","v":0},null,null,null,null,null,null,null,{"$f":"VLOOKUP(1,BC36:BF58,2)","v":0},{"$f":"VLOOKUP(1,BC36:BF58,3)","v":0}]
[null,null,{"$error":"#REF!"},{"$error":"#REF!"},{"$error":"#REF!"},{"$error":"#REF!"},{"$error":"#REF!"},{"$error":"#REF!"},{"$error":"#REF!"},{"$error":"#REF!"},2.5,null,{"$f":"'Vegetated Filter Strip'!M65","v":{"$error":"#REF!"}},null,null,null,null,null,null,null,null,null,null,null,null,null,null,{"$f":"IF(ISERROR(IF(AG8>AB58,500,AB64+((AG8-AC64)/(AC65-AC64)*(AB65-AB64))))=TRUE,0,(IF(AG8>AB58,500,AB64+((AG8-AC64)/(AC65-AC64)*(AB65-AB64)))))","v":0},null,null,null,null,null,null,null,null,null,null,{"$f":"IF(ISERROR(IF(AP8>AM58,500,AM64+((AP8-AN64)/(AN65-AN64)*(AM65-AM64))))=TRUE,0,(IF(AP8>AM58,500,AM64+((AP8-AN64)/(AN65-AN64)*(AM65-AM64)))))","v":0},null,null,null,null,null,null,null,null,{"$f":"IF(ISERROR(IF(AY8>AV58,500,AV64+((AY8-AW64)/(AW65-AW64)*(AV65-AV64))))=TRUE,0,(IF(AY8>AV58,500,AV64+((AY8-AW64)/(AW65-AW64)*(AV65-AV64)))))","v":0},null,null,null,null,null,null,null,null,{"$f":"IF(ISERROR(IF(BH8>BE58,500,BE64+((BH8-BF64)/(BF65-BF64)*(BE65-BE64))))=TRUE,0,(IF(BH8>BE58,500,BE64+((BH8-BF64)/(BF65-BF64)*(BE65-BE64)))))","v":0}]
[null,null,{"$error":"#REF!"},{"$error":"#REF!"},{"$error":"#REF!"},{"$error":"#REF!"},{"$error":"#REF!"},{"$error":"#REF!"},{"$error":"#REF!"},{"$error":"#REF!"},2.75,null,{"$f":"'Vegetated Filter Strip'!M66","v":{"$error":"#REF!"}}]
[null,null,{"$error":"#REF!"},{"$error":"#REF!"},{"$error":"#REF!"},{"$error":"#REF!"},{"$error":"#REF!"},{"$error":"#REF!"},{"$error":"#REF!"},{"$error":"#REF!"},3,null,{"$f":"'Vegetated Filter Strip'!M67","v":{"$error":"#REF!"}},null,null,null,null,null,null,null,null,null,null,null,null,null,null,null,"For Detention"]
[null,null,{"$error":"#REF!"},{"$error":"#REF!"},{"$error":"#REF!"},{"$error":"#REF!"},{"$error":"#REF!"},{"$error":"#REF!"},{"$error":"#REF!"},{"$error":"#REF!"},3.25,null,{"$f":"'Vegetated Filter Strip'!M68","v":{"$error":"#REF!"}},null,null,null,null,null,null,null,null,null,null,null,null,null,null,null,"Catchment 1","Catchment 2","Catchment 3","Catchment 4"]
[null,null,{"$error":"#REF!"},{"$error":"#REF!"},{"$error":"#REF!"},{"$error":"#REF!"},{"$error":"#REF!"},{"$error":"#REF!"},{"$error":"#REF!"},{"$error":"#REF!"},3.5,null,{"$f":"'Vegetated Filter Strip'!M69","v":{"$error":"#REF!"}},null,null,null,null,null,null,null,null,null,null,null,null,null,null,"N",{"$f":"IF($AB$28=\"Detention\", AC29, \"\")","v":0},{"$f":"IF($AK$28=\"Detention\", AL29, \"\")","v":0},{"$f":"IF($AT$28=\"Detention\", AU29, \"\")","v":0},{"$f":"IF($BC$28=\"Detention\", BD29, \"\")","v":0}]
[null,null,{"$error":"#REF!"},{"$error":"#REF!"},{"$error":"#REF!"},{"$error":"#REF!"},{"$error":"#REF!"},{"$error":"#REF!"},{"$error":"#REF!"},{"$error":"#REF!"},3.75,null,{"$f":"'Vegetated Filter Strip'!M70","v":{"$error":"#REF!"}},null,null,null,null,null,null,null,null,null,null,null,null,null,null,"P",{"$f":"IF($AB$28=\"Detention\", AC30, \"\")","v":0},{"$f":"IF($AK$28=\"Detention\", AL30, \"\")","v":0},{"$f":"IF($AT$28=\"Detention\", AU30, \"\")","v":0},{"$f":"IF($BC$28=\"Detention\", BD30, \"\")","v":0}]
[null,null,{"$error":"#REF!"},{"$error":"#REF!"},{"$error":"#REF!"},{"$error":"#REF!"},{"$error":"#REF!"},{"$error":"#REF!"},{"$error":"#REF!"},{"$error":"#REF!"},4,null,{"$f":"'Vegetated Filter Strip'!M71","v":{"$error":"#REF!"}}]
[]
[null,null,null,null,null,null,null,null,null,"Interpolation for Retention Amount:"]
[null,null,null,null,null,null,null,null,null,null,"Catch 1"]
[null,null,null,null,null,null,null,null,null,null,{"$f":"VLOOKUP(0,C56:M72,9)","v":0},{"$f":"VLOOKUP(0,C56:M72,11)","v":0}]
[null,null,null,null,null,null,null,null,null,null,{"$f":"VLOOKUP(1,C56:M72,9)","v":0},{"$f":"VLOOKUP(1,C56:M72,11)","v":0}]
[null,null,null,null,null,null,null,null,null,"N",{"$f":"IF($F$19=0,\"\",(IF($F$19>M72,K72,K76+(($F$19-L76)/(L77-L76)*(K77-K76)))))","v":""}]
[]
[null,null,null,null,null,null,null,null,null,null,"Catch 1"]
[null,null,null,null,null,null,null,null,null,null,{"$f":"VLOOKUP(0,D56:M72,8)","v":0},{"$f":"VLOOKUP(0,D56:M72,10)","v":0}]
[null,null,null,null,null,null,null,null,null,null,{"$f":"VLOOKUP(1,D56:M72,8)","v":0},{"$f":"VLOOKUP(1,D56:M72,10)","v":0}]
[null,null,null,null,null,null,null,null,null,"P",{"$f":"IF($F$20=0,\"\",(IF($F$20>M72,K72,K81+(($F$20-L81)/(L82-L81)*(K82-K81)))))","v":""}]
[]
[null,null,null,null,null,null,null,null,null,null,"Catch 2"]
[null,null,null,null,null,null,null,null,null,null,{"$f":"VLOOKUP(0,E56:M72,7)","v":0},{"$f":"VLOOKUP(0,E56:M72,9)","v":0}]
[null,null,null,null,null,null,null,null,null,null,{"$f":"VLOOKUP(1,E56:M72,7)","v":0},{"$f":"VLOOKUP(1,E56:M72,9)","v":0}]
[null,null,null,null,null,null,null,null,null,"N",{"$f":"IF($G$19=0,\"\",(IF($G$19>M72,K72,K86+(($G$19-L86)/(L87-L86)*(K87-K86)))))","v":""}]
[]
[null,null,null,null,null,null,null,null,null,null,"Catch 2"]
[null,null,null,null,null,null,null,null,null,null,{"$f":"VLOOKUP(0,F56:M72,6)","v":0},{"$f":"VLOOKUP(0,F56:M72,8)","v":0}]
[null,null,null,null,null,null,null,null,null,null,{"$f":"VLOOKUP(1,F56:M72,6)","v":0},{"$f":"VLOOKUP(1,F56:M72,8)","v":0}]
[null,null,null,null,null,null,null,null,null,"P",{"$f":"IF($G$20=0,\"\",(IF($G$20>M72,K72,K91+(($G$20-L91)/(L92-L91)*(K92-K91)))))","v":""}]
[]
[null,null,null,null,null,null,null,null,null,null,"Catch 3"]
[null,null,null,null,null,null,null,null,null,null,{"$f":"VLOOKUP(0,G56:M72,5)","v":0},{"$f":"VLOOKUP(0,G56:M72,7)","v":0}]
[null,null,null,null,null,null,null,null,null,null,{"$f":"VLOOKUP(1,G56:M72,5)","v":0},{"$f":"VLOOKUP(1,G56:M72,7)","v":0}]
[null,null,null,null,null,null,null,null,null,"N",{"$f":"IF($H$19=0,\"\",(IF($H$19>M72,K72,K96+(($H$19-L96)/(L97-L96)*(K97-K96)))))","v":""}]
[]
[null,null,null,null,null,null,null,null,null,null,"Catch 3"]
[null,null,null,null,null,null,null,null,null,null,{"$f":"VLOOKUP(0,H56:M72,4)","v":0},{"$f":"VLOOKUP(0,H56:M72,6)","v":0}]
[null,null,null,null,null,null,null,null,null,null,{"$f":"VLOOKUP(1,H56:M72,4)","v":0},{"$f":"VLOOKUP(1,H56:M72,6)","v":0}]
[null,null,null,null,null,null,null,null,null,"P",{"$f":"IF($H$20=0,\"\",(IF($H$20>M72,K72,K101+(($H$20-L101)/(L102-L101)*(K102-K101)))))","v":""}]
[]
[null,null,null,null,null,null,null,null,null,null,"Catch 4"]
[null,null,null,null,null,null,null,null,null,null,{"$f":"VLOOKUP(0,I56:M72,3)","v":0},{"$f":"VLOOKUP(0,I56:M72,5)","v":0}]
[null,null,null,null,null,null,null,null,null,null,{"$f":"VLOOKUP(1,I56:M72,3)","v":0},{"$f":"VLOOKUP(1,I56:M72,5)","v":0}]
[null,null,null,null,null,null,null,null,null,"N",{"$f":"IF($I$19=0,\"\",(IF($I$19>M72,K72,K106+(($I$19-L106)/(L107-L106)*(K107-K106)))))","v":""}]
[]
[null,null,null,null,null,null,null,null,null,null,"Catch 4"]
[null,null,null,null,null,null,null,null,null,null,{"$f":"VLOOKUP(0,J56:M72,2)","v":0},{"$f":"VLOOKUP(0,J56:M72,4)","v":0}]
[null,null,null,null,null,null,null,null,null,null,{"$f":"VLOOKUP(1,J56:M72,2)","v":0},{"$f":"VLOOKUP(1,J56:M72,4)","v":0}]
[null,null,null,null,null,null,null,null,null,"P",{"$f":"IF($I$20=0,\"\",(IF($I$20>M72,K72,K111+(($I$20-L111)/(L112-L111)*(K112-K111)))))","v":""}]

{"sheet":"Swale","index":19,"n_rows":114,"n_cols":112,"rows_kept":114,"cut":false,"hidden":false,"merged":[[3,36,3,37],[24,80,24,83],[3,1,4,8],[28,13,30,15],[1,16,1,18],[1,1,2,14],[1,15,2,15],[2,16,2,18],[15,16,30,24],[6,16,6,19],[8,16,8,19],[9,16,9,19],[22,54,22,57],[24,60,24,63],[0,68,0,86],[3,74,3,75],[3,76,3,77],[9,82,10,82],[22,74,22,77],[24,100,24,103],[0,88,0,106],[3,94,3,95],[3,96,3,97],[9,102,10,102],[22,94,22,97],[74,10,74,13],[31,13,41,15],[42,13,44,15],[31,16,44,24],[10,22,11,24],[10,16,11,21],[12,16,12,19],[75,11,75,12],[9,62,10,62],[9,42,10,42],[0,48,0,66],[3,54,3,55],[3,56,3,57],[24,40,24,43],[3,9,4,15],[3,34,3,35],[22,34,22,37],[1,19,1,21],[2,19,2,21],[1,22,2,24],[3,16,4,24],[0,28,0,46],[55,12,55,13],[105,11,105,12],[110,11,110,12],[80,11,80,12],[85,11,85,12],[90,11,90,12],[95,11,95,12],[100,11,100,12]]}
[null,null,null,null,null,null,null,null,null,null,null,null,null,null,null,null,null,null,null,null,null,null,null,null,null,null,null,null,"Catchment 1",null,null,null,null,null,null,null,null,null,null,null,null,null,null,null,null,null,null,null,"Catchment 2",null,null,null,null,null,null,null,null,null,null,null,null,null,null,null,null,null,null,null,"Catchment 3",null,null,null,null,null,null,null,null,null,null,null,null,null,null,null,null,null,null,null,"Catchment 4"]
[null,"SWALE",null,null,null,null,null,null,null,null,null,null,null,null,null,{"$f":"'General Site Information'!G2:G3","v":"V 7.6"},"Blue Numbers = ",null,null,"Input data",null,null," ",null,null,null,null,null,"Swale storage",null,null,null,null,null,null,null,null,null,null,null,null,null,null,null,null,null,null,null,"Swale storage",null,null,null,null,null,null,null,null,null,null,null,null,null,null,null,null,null,null,null,"Swale storage",null,null,null,null,null,null,null,null,null,null,null,null,null,null,null,null,null,null,null,"Swale storage"]
[null,null,null,null,null,null,null,null,null,null,null,null,null,null,null,null,"Red Numbers =",null,null,"Calculated or Carryover"]
[null,"SWALE SERVING CONTRIBUTING CATCHMENT:",null,null,null,null,null,null,null,{"$f":"IF('General Site Information'!J5=\"\",\"\",'General Site Information'!J5)","v":""},null,null,null,null,null,null,null,null,null,null,null,null,null,null,null,null,null,null,"Rainfall excess area (sf)",null,null,{"$f":"($L$10*$L$11)+($L$12*$L$13)","v":0},null,null,"Retention Amount:",null,"Efficiency Provided:",null,null,null,{"$f":"$L$7","v":0},{"$f":"AO4*0.99","v":0},{"$f":"AO4*1.01","v":0},{"$f":"($L$15/43560)","v":0},null,null,null,null,"Rainfall excess area (sf)",null,null,{"$f":"($M$10*$M$11)+($M$12*$M$13)","v":0},null,null,"Retention Amount:",null,"Efficiency Provided:",null,null,null,{"$f":"$M$7","v":0},{"$f":"BI4*0.99","v":0},{"$f":"BI4*1.01","v":0},{"$f":"($M$15/43560)","v":0},null,null,null,null,"Rainfall excess area (sf)",null,null,{"$f":"($N$10*$N$11)+($N$12*$N$13)","v":0},null,null,"Retention Amount:",null,"Efficiency Provided:",null,null,null,{"$f":"$N$7","v":0},{"$f":"CC4*0.99","v":0},{"$f":"CC4*1.01","v":0},{"$f":"($N$15/43560)","v":0},null,null,null,null,"Rainfall excess area (sf)",null,null,{"$f":"($O$10*$O$11)+($O$12*$O$13)","v":0},null,null,"Retention Amount:",null,"Efficiency Provided:",null,null,null,{"$f":"$O$7","v":0},{"$f":"CW4*0.99","v":0},{"$f":"CW4*1.01","v":0},{"$f":"($O$15/43560)","v":0}]
[null,null,null,null,null,null,null,null,null,null,null,null,null,null,null,null,null,null,null,null,null,null,null,null,null,null,null,null,"Rainfall Intensity",null,null,{"$f":"AO20","v":0.16258010460404759},null,null,0,0,null,0,null,1,{"$f":"IF(AND(AR4>AP4,AR4<AQ4)=TRUE,0,\"THE DIMENSIONS OF THE SWALE AND AREA DRAINING TO THE SWALE DO NOT MATCH THE AREA SPECIFIED IN THE PRE- AND POST-DEVELOPMENT WATERSHED CHARACTERISTICS TAB. PLEASE REVISE.\")","v":"THE DIMENSIONS OF THE SWALE AND AREA DRAINING TO THE SWALE DO NOT MATCH THE AREA SPECIFIED IN THE PRE- AND POST-DEVELOPMENT WATERSHED CHARACTERISTICS TAB. PLEASE REVISE."},null,null,null,null,null,null,null,"Rainfall Intensity",null,null,{"$f":"BI20","v":0.16258010460404759},null,null,0,0,null,0,null,1,{"$f":"IF(AND(BL4>BJ4,BL4<BK4)=TRUE,0,\"THE DIMENSIONS OF THE SWALE AND AREA DRAINING TO THE SWALE DO NOT MATCH THE AREA SPECIFIED IN THE PRE- AND POST-DEVELOPMENT WATERSHED CHARACTERISTICS TAB. PLEASE REVISE.\")","v":"THE DIMENSIONS OF THE SWALE AND AREA DRAINING TO THE SWALE DO NOT MATCH THE AREA SPECIFIED IN THE PRE- AND POST-DEVELOPMENT WATERSHED CHARACTERISTICS TAB. PLEASE REVISE."},null,null,null,null,null,null,null,"Rainfall Intensity",null,null,{"$f":"CC20","v":0.16258010460404759},null,null,0,0,null,0,null,1,{"$f":"IF(AND(CF4>CD4,CF4<CE4)=TRUE,0,\"THE DIMENSIONS OF THE SWALE AND AREA DRAINING TO THE SWALE DO NOT MATCH THE AREA SPECIFIED IN THE PRE- AND POST-DEVELOPMENT WATERSHED CHARACTERISTICS TAB. PLEASE REVISE.\")","v":"THE DIMENSIONS OF THE SWALE AND AREA DRAINING TO THE SWALE DO NOT MATCH THE AREA SPECIFIED IN THE PRE- AND POST-DEVELOPMENT WATERSHED CHARACTERISTICS TAB. PLEASE REVISE."},null,null,null,null,null,null,null,"Rainfall Intensity",null,null,{"$f":"CW20","v":0.16258010460404759},null,null,0,0,null,0,null,1,{"$f":"IF(AND(CZ4>CX4,CZ4<CY4)=TRUE,0,\"THE DIMENSIONS OF THE SWALE AND AREA DRAINING TO THE SWALE DO NOT MATCH THE AREA SPECIFIED IN THE PRE- AND POST-DEVELOPMENT WATERSHED CHARACTERISTICS TAB. PLEASE REVISE.\")","v":"THE DIMENSIONS OF THE SWALE AND AREA DRAINING TO THE SWALE DO NOT MATCH THE AREA SPECIFIED IN THE PRE- AND POST-DEVELOPMENT WATERSHED CHARACTERISTICS TAB. PLEASE REVISE."}]
[null,"Loadings from BMP area are contained by the BMP, thus no BMP area load.",null,null,null,null,null,null,null,null,null,"Catchment 1","Catchment 2","Catchment3","Catchment 4",null,null,null,null,null,"Catchment 1","Catchment 2","Catchment3","Catchment 4",null,null,null,null,"Length (feet)",null,null,{"$f":"$L$11","v":0},null,null,{"$f":"IF(IF(AJ6>$L$25,1,0)>0,AI5+1,IF(AJ6>=$L$25,1,0))","v":1},0.25,null,{"$f":"'Stormwater Treatment Analysis'!$AC$54","v":{"$error":"#REF!"}},null,2,{"$f":"IF($L$11>$L$12,\"THE SWALE LENGTH SHOULD NOT EXCEED THE HIGHWAY LENGTH. PLEASE REVISE.\",0)","v":0},null,null,null,null,null,null,null,"Length (feet)",null,null,{"$f":"$M$11","v":0},null,null,{"$f":"IF(IF(BD6>$M$25,1,0)>0,BC5+1,IF(BD6>=$M$25,1,0))","v":1},0.25,null,{"$f":"'Stormwater Treatment Analysis'!$AC$54","v":{"$error":"#REF!"}},null,2,{"$f":"IF($M$11>$M$12,\"THE SWALE LENGTH SHOULD NOT EXCEED THE HIGHWAY LENGTH. PLEASE REVISE.\",0)","v":0},null,null,null,null,null,null,null,"Length (feet)",null,null,{"$f":"$N$11","v":0},null,null,{"$f":"IF(IF(BX6>$N$25,1,0)>0,BW5+1,IF(BX6>=$N$25,1,0))","v":1},0.25,null,{"$f":"'Stormwater Treatment Analysis'!$AC$54","v":{"$error":"#REF!"}},null,2,{"$f":"IF($N$11>$N$12,\"THE SWALE LENGTH SHOULD NOT EXCEED THE HIGHWAY LENGTH. PLEASE REVISE.\",0)","v":0},null,null,null,null,null,null,null,"Length (feet)",null,null,{"$f":"$O$11","v":0},null,null,{"$f":"IF(IF(CR6>$O$25,1,0)>0,CQ5+1,IF(CR6>=$O$25,1,0))","v":1},0.25,null,{"$f":"'Stormwater Treatment Analysis'!$AC$54","v":{"$error":"#REF!"}},null,2,{"$f":"IF($O$11>$O$12,\"THE SWALE LENGTH SHOULD NOT EXCEED THE HIGHWAY LENGTH. PLEASE REVISE.\",0)","v":0}]
[null,"Contributing catchment area:",null,null,null,null,null,null,null,null,null,{"$f":"'Watershed Characteristics'!$G$15-'Watershed Characteristics'!$G$20","v":0},{"$f":"'Watershed Characteristics'!$G$30-'Watershed Characteristics'!$G$35","v":0},{"$f":"'Watershed Characteristics'!$G$45-'Watershed Characteristics'!$G$50","v":0},{"$f":"'Watershed Characteristics'!$G$60-'Watershed Characteristics'!$G$65","v":0},"ac","Concentration reduction? (If S<= 1% or H>= 6 in)",null,null,null,null,null,null,null,null,null,null,null,"Swale slope (ft/100ft)",null,null,{"$f":"$L$16","v":0},null,null,{"$f":"IF(IF(AJ7>$L$25,1,0)>0,AI6+1,IF(AJ7>=$L$25,1,0))","v":2},0.5,null,{"$f":"'Stormwater Treatment Analysis'!$AC$75","v":{"$error":"#REF!"}},null,3,{"$f":"IF(AF25>$L$10,\"BASED ON THE SPECIFIED DIMENSIONS, THE CALCULATED WIDTH OF THE SWALE AT THE BLOCK CREST EXCEEDS THE SWALE WIDTH FROM THE INPUT. PLEASE REVISE\",0)","v":{"$error":"#REF!"}},null,null,null,null,null,null,null,"Swale slope (ft/100ft)",null,null,{"$f":"$M$16","v":0},null,null,{"$f":"IF(IF(BD7>$M$25,1,0)>0,BC6+1,IF(BD7>=$M$25,1,0))","v":2},0.5,null,{"$f":"'Stormwater Treatment Analysis'!$AC$75","v":{"$error":"#REF!"}},null,3,{"$f":"IF(AZ25>#REF!,\"BASED ON THE SPECIFIED DIMENSIONS, THE CALCULATED WIDTH OF THE SWALE AT THE BLOCK CREST EXCEEDS THE SWALE WIDTH FROM THE INPUT. PLEASE REVISE\",0)","v":{"$error":"#REF!"}},null,null,null,null,null,null,null,"Swale slope (ft/100ft)",null,null,{"$f":"$N$16","v":0},null,null,{"$f":"IF(IF(BX7>$N$25,1,0)>0,BW6+1,IF(BX7>=$N$25,1,0))","v":2},0.5,null,{"$f":"'Stormwater Treatment Analysis'!$AC$75","v":{"$error":"#REF!"}},null,3,{"$f":"IF(BT25>#REF!,\"BASED ON THE SPECIFIED DIMENSIONS, THE CALCULATED WIDTH OF THE SWALE AT THE BLOCK CREST EXCEEDS THE SWALE WIDTH FROM THE INPUT. PLEASE REVISE\",0)","v":{"$error":"#REF!"}},null,null,null,null,null,null,null,"Swale slope (ft/100ft)",null,null,{"$f":"$O$16","v":0},null,null,{"$f":"IF(IF(CR7>$O$25,1,0)>0,CQ6+1,IF(CR7>=$O$25,1,0))","v":2},0.5,null,{"$f":"'Stormwater Treatment Analysis'!$AC$75","v":{"$error":"#REF!"}},null,3,{"$f":"IF(CN25>#REF!,\"BASED ON THE SPECIFIED DIMENSIONS, THE CALCULATED WIDTH OF THE SWALE AT THE BLOCK CREST EXCEEDS THE SWALE WIDTH FROM THE INPUT. PLEASE REVISE\",0)","v":{"$error":"#REF!"}}]
[null,"Required treatment efficiency (Nitrogen):",null,null,null,null,null,null,null,null,null,{"$f":"IFERROR('Watershed Characteristics'!$AE$46,\"\")","v":""},{"$f":"IFERROR('Watershed Characteristics'!$AE$47,\"\")","v":""},{"$f":"IFERROR('Watershed Characteristics'!$AE$48,\"\")","v":""},{"$f":"IFERROR('Watershed Characteristics'!$AE$49,\"\")","v":""},"%",null,null,null,"Provided percent mass reductions in surface discharges are:",null,null,null,null,null,null,null,null,"Average storm duration (sec)",null,null,{"$f":"60*100","v":6000},null,null,3,0.75,null,{"$f":"'Stormwater Treatment Analysis'!$AC$96","v":{"$error":"#REF!"}},null,4,null,null,null,null,null,null,null,null,"Average storm duration (sec)",null,null,{"$f":"60*100","v":6000},null,null,3,0.75,null,{"$f":"'Stormwater Treatment Analysis'!$AC$96","v":{"$error":"#REF!"}},null,4,null,null,null,null,null,null,null,null,"Average storm duration (sec)",null,null,{"$f":"60*100","v":6000},null,null,3,0.75,null,{"$f":"'Stormwater Treatment Analysis'!$AC$96","v":{"$error":"#REF!"}},null,4,null,null,null,null,null,null,null,null,"Average storm duration (sec)",null,null,{"$f":"60*100","v":6000},null,null,3,0.75,null,{"$f":"'Stormwater Treatment Analysis'!$AC$96","v":{"$error":"#REF!"}},null,4]
[null,"Required treatment efficiency (Phosphorus):",null,null,null,null,null,null,null,null,null,{"$f":"IFERROR('Watershed Characteristics'!$AF$46,\"\")","v":""},{"$f":"IFERROR('Watershed Characteristics'!$AF$47,\"\")","v":""},{"$f":"IFERROR('Watershed Characteristics'!$AF$48,\"\")","v":""},{"$f":"IFERROR('Watershed Characteristics'!$AF$49,\"\")","v":""},"%","Nitrogen efficiency",null,null,null,{"$f":"IF(U7=\"Yes\",$L$26+(0.3*(100-$L$26)),$L$26)","v":0},{"$f":"IF(V7=\"Yes\",$M$26+(0.3*(100-$M$26)),$M$26)","v":0},{"$f":"IF(W7=\"Yes\",$N$26+(0.3*(100-$N$26)),$N$26)","v":0},{"$f":"IF(X7=\"Yes\",$O$26+(0.3*(100-$O$26)),$O$26)","v":0},null,null,null,null,"Manning's N",null,null,{"$f":"$L$17","v":0},"default 0.05",null,4,1,null,{"$f":"'Stormwater Treatment Analysis'!$AC$117","v":{"$error":"#REF!"}},null,null,null,null,null,null,null,null,null,null,"Manning's N",null,null,{"$f":"$M$17","v":0},"default 0.05",null,4,1,null,{"$f":"'Stormwater Treatment Analysis'!$AC$117","v":{"$error":"#REF!"}},null,null,null,null,null,null,null,null,null,null,"Manning's N",null,null,{"$f":"$N$17","v":0},"default 0.05",null,4,1,null,{"$f":"'Stormwater Treatment Analysis'!$AC$117","v":{"$error":"#REF!"}},null,null,null,null,null,null,null,null,null,null,"Manning's N",null,null,{"$f":"$O$17","v":0},"default 0.05",null,4,1,null,{"$f":"'Stormwater Treatment Analysis'!$AC$117","v":{"$error":"#REF!"}}]
[null,"Swale top width calculated for flood conditions [W]:",null,null,null,null,null,null,null,null,null,null,null,null,null,"ft","Phosphorus efficiency",null,null,null,{"$f":"IF(U7=\"Yes\",$L$27+(0.3*(100-$L$27)),$L$27)","v":0},{"$f":"IF(V7=\"Yes\",$M$27+(0.3*(100-$M$27)),$M$27)","v":0},{"$f":"IF(W7=\"Yes\",$N$27+(0.3*(100-$N$27)),$N$27)","v":0},{"$f":"IF(X7=\"Yes\",$O$27+(0.3*(100-$O$27)),$O$27)","v":0},null,null,null,null,"Soil infiltration rate (in/hr)",null,null,{"$f":"$L$18","v":0},"default 2.54",null,5,1.25,null,{"$f":"'Stormwater Treatment Analysis'!$AC$138","v":{"$error":"#REF!"}},null,null,null,null,"average I in/hr",null,null,null,null,null,"Soil infiltration rate (in/hr)",null,null,{"$f":"$M$18","v":0},"default 2.54",null,5,1.25,null,{"$f":"'Stormwater Treatment Analysis'!$AC$138","v":{"$error":"#REF!"}},null,null,null,null,"average I in/hr",null,null,null,null,null,"Soil infiltration rate (in/hr)",null,null,{"$f":"$N$18","v":0},"default 2.54",null,5,1.25,null,{"$f":"'Stormwater Treatment Analysis'!$AC$138","v":{"$error":"#REF!"}},null,null,null,null,"average I in/hr",null,null,null,null,null,"Soil infiltration rate (in/hr)",null,null,{"$f":"$O$18","v":0},"default 2.54",null,5,1.25,null,{"$f":"'Stormwater Treatment Analysis'!$AC$138","v":{"$error":"#REF!"}},null,null,null,null,"average I in/hr"]
[null,"Swale bottom width (0 for triangular section) [B]:",null,null,null,null,null,null,null,null,null,null,null,null,null,"ft","If you are you interested in the mass of pollutants removed before percolating into the groundwater?",null,null,null,null,null,null,null,null,null,null,null,"Side slope of swale, Z (horizontal ft/vertical ft):",null,null,{"$f":"$L$19","v":0},null,null,6,1.5,null,{"$f":"'Stormwater Treatment Analysis'!$AC$159","v":{"$error":"#REF!"}},null,null,null,null,null,null,null,null,null,null,"Side slope of swale, Z (horizontal ft/vertical ft):",null,null,{"$f":"$M$19","v":0},null,null,6,1.5,null,{"$f":"'Stormwater Treatment Analysis'!$AC$159","v":{"$error":"#REF!"}},null,null,null,null,null,null,null,null,null,null,"Side slope of swale, Z (horizontal ft/vertical ft):",null,null,{"$f":"$N$19","v":0},null,null,6,1.5,null,{"$f":"'Stormwater Treatment Analysis'!$AC$159","v":{"$error":"#REF!"}},null,null,null,null,null,null,null,null,null,null,"Side slope of swale, Z (horizontal ft/vertical ft):",null,null,{"$f":"$O$19","v":0},null,null,6,1.5,null,{"$f":"'Stormwater Treatment Analysis'!$AC$159","v":{"$error":"#REF!"}},null,null,null,null,null,null,null,null,null,null,null,{"$f":"'Media Mixes'!B2","v":"MIX:"},"TN(%)","TP(%)"]
[null,"Swale length [L]:",null,null,null,null,null,null,null,null,null,null,null,null,null,"ft",null,null,null,null,null,null,null,null,null,null,null,null,"Swale bottom width (feet)",null,null,{"$f":"#REF!","v":{"$error":"#REF!"}},null,null,7,1.75,null,{"$f":"'Stormwater Treatment Analysis'!$AC$180","v":{"$error":"#REF!"}},null,0,1,"Zone 1",0.16258010460404759,null,null,null,null,null,"Swale bottom width (feet)",null,null,{"$f":"#REF!","v":{"$error":"#REF!"}},null,null,7,1.75,null,{"$f":"'Stormwater Treatment Analysis'!$AC$180","v":{"$error":"#REF!"}},null,0,1,"Zone 1",0.16258010460404759,null,null,null,null,null,"Swale bottom width (feet)",null,null,{"$f":"#REF!","v":{"$error":"#REF!"}},null,null,7,1.75,null,{"$f":"'Stormwater Treatment Analysis'!$AC$180","v":{"$error":"#REF!"}},null,0,1,"Zone 1",0.16258010460404759,null,null,null,null,null,"Swale bottom width (feet)",null,null,{"$f":"#REF!","v":{"$error":"#REF!"}},null,null,7,1.75,null,{"$f":"'Stormwater Treatment Analysis'!$AC$180","v":{"$error":"#REF!"}},null,0,1,"Zone 1",0.16258010460404759,null,null,null,null,null,null,{"$f":"'Media Mixes'!B3","v":"B&G ECT"},{"$f":"'Media Mixes'!C3","v":55},{"$f":"'Media Mixes'!D3","v":65}]
[null,"Average impervious length:",null,null,null,null,null,null,null,null,null,null,null,null,null,"ft","Specify soil media",null,null,null,null,null,null,null,null,null,null,null,"Flow in Swale (cfs)",null,null,{"$f":"1*AF5*(AF4/43560)","v":0},null,null,8,2,null,{"$f":"'Stormwater Treatment Analysis'!$AC$201","v":{"$error":"#REF!"}},null,{"$f":"IF(IF('General Site Information'!$X$14<Swale!AO13,1,0)>0,AN12+1,IF('General Site Information'!$X$14<Swale!AO13,1,0))","v":1},2,"Zone 2",0.18477726287171439,null,null,null,null,null,"Flow in Swale (cfs)",null,null,{"$f":"1*AZ5*(AZ4/43560)","v":0},null,null,8,2,null,{"$f":"'Stormwater Treatment Analysis'!$AC$201","v":{"$error":"#REF!"}},null,{"$f":"IF(IF('General Site Information'!$X$14<Swale!BI13,1,0)>0,BH12+1,IF('General Site Information'!$X$14<Swale!BI13,1,0))","v":1},2,"Zone 2",0.18477726287171439,null,null,null,null,null,"Flow in Swale (cfs)",null,null,{"$f":"1*BT5*(BT4/43560)","v":0},null,null,8,2,null,{"$f":"'Stormwater Treatment Analysis'!$AC$201","v":{"$error":"#REF!"}},null,{"$f":"IF(IF('General Site Information'!$X$14<Swale!CC13,1,0)>0,CB12+1,IF('General Site Information'!$X$14<Swale!CC13,1,0))","v":1},2,"Zone 2",0.18477726287171439,null,null,null,null,null,"Flow in Swale (cfs)",null,null,{"$f":"1*CN5*(CN4/43560)","v":0},null,null,8,2,null,{"$f":"'Stormwater Treatment Analysis'!$AC$201","v":{"$error":"#REF!"}},null,{"$f":"IF(IF('General Site Information'!$X$14<Swale!CW13,1,0)>0,CV12+1,IF('General Site Information'!$X$14<Swale!CW13,1,0))","v":1},2,"Zone 2",0.18477726287171439,null,null,null,null,null,null,{"$f":"'Media Mixes'!B4","v":"B&G OTE"},{"$f":"'Media Mixes'!C4","v":45},{"$f":"'Media Mixes'!D4","v":45}]
[null,"Average impervious width (including shoulder):",null,null,null,null,null,null,null,null,null,null,null,null,null,"ft","Nitrogen mass reduction in groundwater discharge",null,null,null,{"$f":"IF(U13=\"\", \"\", ((U9/100)*0.3+($DG$19/100)*(U9/100)*0.7)*100)","v":""},{"$f":"IF(V13=\"\", \"\", ((V9/100)*0.3+(V9/100)*($DG$20/100)*0.7)*100)","v":""},{"$f":"IF(W13=\"\", \"\", ((W9/100)*0.3+(W9/100)*($DG$21/100)*0.7)*100)","v":""},{"$f":"IF(X13=\"\", \"\", ((X9/100)*0.3+(X9/100)*($DG$22/100)*0.7)*100)","v":""},"%",null,null,null,"Depth of flow in swale (feet)",null,null,{"$f":"AU31","v":{"$error":"#REF!"}},null,null,9,2.25,null,{"$f":"'Stormwater Treatment Analysis'!$AC$222","v":{"$error":"#REF!"}},null,{"$f":"IF(IF('General Site Information'!$X$14<Swale!AO14,1,0)>0,AN13+1,IF('General Site Information'!$X$14<Swale!AO14,1,0))","v":2},3," Zone 3",0.17140551646560534,null,null,null,null,null,"Depth of flow in swale (feet)",null,null,{"$f":"BO31","v":{"$error":"#REF!"}},null,null,9,2.25,null,{"$f":"'Stormwater Treatment Analysis'!$AC$222","v":{"$error":"#REF!"}},null,{"$f":"IF(IF('General Site Information'!$X$14<Swale!BI14,1,0)>0,BH13+1,IF('General Site Information'!$X$14<Swale!BI14,1,0))","v":2},3," Zone 3",0.17140551646560534,null,null,null,null,null,"Depth of flow in swale (feet)",null,null,{"$f":"CI31","v":{"$error":"#REF!"}},null,null,9,2.25,null,{"$f":"'Stormwater Treatment Analysis'!$AC$222","v":{"$error":"#REF!"}},null,{"$f":"IF(IF('General Site Information'!$X$14<Swale!CC14,1,0)>0,CB13+1,IF('General Site Information'!$X$14<Swale!CC14,1,0))","v":2},3," Zone 3",0.17140551646560534,null,null,null,null,null,"Depth of flow in swale (feet)",null,null,{"$f":"DC31","v":{"$error":"#REF!"}},null,null,9,2.25,null,{"$f":"'Stormwater Treatment Analysis'!$AC$222","v":{"$error":"#REF!"}},null,{"$f":"IF(IF('General Site Information'!$X$14<Swale!CW14,1,0)>0,CV13+1,IF('General Site Information'!$X$14<Swale!CW14,1,0))","v":2},3," Zone 3",0.17140551646560534,null,null,null,null,null,null,{"$f":"'Media Mixes'!B5","v":"B&G ECT3"},{"$f":"'Media Mixes'!C5","v":25},{"$f":"'Media Mixes'!D5","v":25}]
[null,"Average width of the pervious area to include swale width:",null,null,null,null,null,null,null,null,null,{"$f":"L12*(L13+(L14-L10))","v":0},{"$f":"M12*(M13+(M14-M10))","v":0},{"$f":"N12*(N13+(N14-N10))","v":0},{"$f":"O12*(O13+(O14-O10))","v":0},"ft","Phosphorus mass reduction in groundwarer discharge",null,null,null,{"$f":"IF(U13=\"\", \"\", ((U10/100)*0.3+(U10/100)*($DH$19/100)*0.7)*100)","v":""},{"$f":"IF(V13=\"\", \"\", ((V10/100)*0.3+(V10/100)*($DH$20/100)*0.7)*100)","v":""},{"$f":"IF(W13=\"\", \"\", ((W10/100)*0.3+(W10/100)*($DH$21/100)*0.7)*100)","v":""},{"$f":"IF(X13=\"\", \"\", ((X10/100)*0.3+(X10/100)*($DH$22/100)*0.7)*100)","v":""},"%",null,null,null,null,null,null,null,null,null,10,2.5,null,{"$f":"'Stormwater Treatment Analysis'!$AC$243","v":{"$error":"#REF!"}},null,{"$f":"IF(IF('General Site Information'!$X$14<Swale!AO15,1,0)>0,AN14+1,IF('General Site Information'!$X$14<Swale!AO15,1,0))","v":3},4,"Zone 4",0.17285724860930665,null,null,null,null,null,null,null,null,null,null,null,10,2.5,null,{"$f":"'Stormwater Treatment Analysis'!$AC$243","v":{"$error":"#REF!"}},null,{"$f":"IF(IF('General Site Information'!$X$14<Swale!BI15,1,0)>0,BH14+1,IF('General Site Information'!$X$14<Swale!BI15,1,0))","v":3},4,"Zone 4",0.17285724860930665,null,null,null,null,null,null,null,null,null,null,null,10,2.5,null,{"$f":"'Stormwater Treatment Analysis'!$AC$243","v":{"$error":"#REF!"}},null,{"$f":"IF(IF('General Site Information'!$X$14<Swale!CC15,1,0)>0,CB14+1,IF('General Site Information'!$X$14<Swale!CC15,1,0))","v":3},4,"Zone 4",0.17285724860930665,null,null,null,null,null,null,null,null,null,null,null,10,2.5,null,{"$f":"'Stormwater Treatment Analysis'!$AC$243","v":{"$error":"#REF!"}},null,{"$f":"IF(IF('General Site Information'!$X$14<Swale!CW15,1,0)>0,CV14+1,IF('General Site Information'!$X$14<Swale!CW15,1,0))","v":3},4,"Zone 4",0.17285724860930665,null,null,null,null,null,null,{"$f":"'Media Mixes'!B6","v":"SAT"},{"$f":"'Media Mixes'!C6","v":30},{"$f":"'Media Mixes'!D6","v":60}]
[null,"Contributing catchment area:",null,null,null,null,null,null,null,null,null,null,null,null,null,"ft2",null,null,null,null,null,null,null,null,null,null,null,null,"Infiltration volume",null,null,null,null,null,11,2.75,null,{"$f":"'Stormwater Treatment Analysis'!$AC$264","v":{"$error":"#REF!"}},null,{"$f":"IF(IF('General Site Information'!$X$14<Swale!AO16,1,0)>0,AN15+1,IF('General Site Information'!$X$14<Swale!AO16,1,0))","v":4},5,"Zone 5",0.18376274035935694,null,null,null,null,null,"Infiltration volume",null,null,null,null,null,11,2.75,null,{"$f":"'Stormwater Treatment Analysis'!$AC$264","v":{"$error":"#REF!"}},null,{"$f":"IF(IF('General Site Information'!$X$14<Swale!BI16,1,0)>0,BH15+1,IF('General Site Information'!$X$14<Swale!BI16,1,0))","v":4},5,"Zone 5",0.18376274035935694,null,null,null,null,null,"Infiltration volume",null,null,null,null,null,11,2.75,null,{"$f":"'Stormwater Treatment Analysis'!$AC$264","v":{"$error":"#REF!"}},null,{"$f":"IF(IF('General Site Information'!$X$14<Swale!CC16,1,0)>0,CB15+1,IF('General Site Information'!$X$14<Swale!CC16,1,0))","v":4},5,"Zone 5",0.18376274035935694,null,null,null,null,null,"Infiltration volume",null,null,null,null,null,11,2.75,null,{"$f":"'Stormwater Treatment Analysis'!$AC$264","v":{"$error":"#REF!"}},null,{"$f":"IF(IF('General Site Information'!$X$14<Swale!CW16,1,0)>0,CV15+1,IF('General Site Information'!$X$14<Swale!CW16,1,0))","v":4},5,"Zone 5",0.18376274035935694,null,null,null,null,null,null,{"$f":"'Media Mixes'!B7","v":"B&G CTS12"},{"$f":"'Media Mixes'!C7","v":60},{"$f":"'Media Mixes'!D7","v":90}]
[null,"Swale slope (ft drop/ft length) [S]:",null,null,null,null,null,null,null,null,null,null,null,null,null,null,null,null,null,null,null,null,null,null,null,null,null,null,null,null,null,null,null,null,12,3,null,{"$f":"'Stormwater Treatment Analysis'!$AC$285","v":{"$error":"#REF!"}},null,null,null,null,null,null,null,null,null,null,null,null,null,null,null,null,12,3,null,{"$f":"'Stormwater Treatment Analysis'!$AC$285","v":{"$error":"#REF!"}},null,null,null,null,null,null,null,null,null,null,null,null,null,null,null,null,12,3,null,{"$f":"'Stormwater Treatment Analysis'!$AC$285","v":{"$error":"#REF!"}},null,null,null,null,null,null,null,null,null,null,null,null,null,null,null,null,12,3,null,{"$f":"'Stormwater Treatment Analysis'!$AC$285","v":{"$error":"#REF!"}},null,null,null,null,null,null,null,null,null,null,null,{"$f":"'Media Mixes'!B8","v":"UDM*"},{"$f":"'Media Mixes'!C8","v":0},{"$f":"'Media Mixes'!D8","v":0}]
[null,"Manning's N:",null,null,null,null,null,null,null,null,null,null,null,null,null,null,null,null,null,null,null,null,null,null,null,null,null,null,"Wetted Perimeter (ft)",null,null,{"$f":"AF12+2*AF14*(AF11^2+1)^(1/2)","v":{"$error":"#REF!"}},null,null,13,3.25,null,{"$f":"'Stormwater Treatment Analysis'!$AC$306","v":{"$error":"#REF!"}},null,null,"Rainfall intensity for zone specified",null,null,null,null,null,null,null,"Wetted Perimeter (ft)",null,null,{"$f":"AZ12+2*AZ14*(AZ11^2+1)^(1/2)","v":{"$error":"#REF!"}},null,null,13,3.25,null,{"$f":"'Stormwater Treatment Analysis'!$AC$306","v":{"$error":"#REF!"}},null,null,"Rainfall intensity for zone specified",null,null,null,null,null,null,null,"Wetted Perimeter (ft)",null,null,{"$f":"BT12+2*BT14*(BT11^2+1)^(1/2)","v":{"$error":"#REF!"}},null,null,13,3.25,null,{"$f":"'Stormwater Treatment Analysis'!$AC$306","v":{"$error":"#REF!"}},null,null,"Rainfall intensity for zone specified",null,null,null,null,null,null,null,"Wetted Perimeter (ft)",null,null,{"$f":"CN12+2*CN14*(CN11^2+1)^(1/2)","v":{"$error":"#REF!"}},null,null,13,3.25,null,{"$f":"'Stormwater Treatment Analysis'!$AC$306","v":{"$error":"#REF!"}},null,null,"Rainfall intensity for zone specified"]
[null,"Soil infiltration rate:",null,null,null,null,null,null,null,null,null,null,null,null,null,"in/hr",null,null,null,null,null,null,null,null,null,null,null,null,"Flow infiltrated (cfs):",null,null,{"$f":"AF6*AF10*AF18*(1/12)*(1/3600)","v":{"$error":"#REF!"}},null,null,14,3.5,null,{"$f":"'Stormwater Treatment Analysis'!$AC$327","v":{"$error":"#REF!"}},null,null,null,null,null,null,null,null,null,null,"Flow infiltrated (cfs):",null,null,{"$f":"AZ6*AZ10*AZ18*(1/12)*(1/3600)","v":{"$error":"#REF!"}},null,null,14,3.5,null,{"$f":"'Stormwater Treatment Analysis'!$AC$327","v":{"$error":"#REF!"}},null,null,null,null,null,null,null,null,null,null,"Flow infiltrated (cfs):",null,null,{"$f":"BT6*BT10*BT18*(1/12)*(1/3600)","v":{"$error":"#REF!"}},null,null,14,3.5,null,{"$f":"'Stormwater Treatment Analysis'!$AC$327","v":{"$error":"#REF!"}},null,null,null,null,null,null,null,null,null,null,"Flow infiltrated (cfs):",null,null,{"$f":"CN6*CN10*CN18*(1/12)*(1/3600)","v":{"$error":"#REF!"}},null,null,14,3.5,null,{"$f":"'Stormwater Treatment Analysis'!$AC$327","v":{"$error":"#REF!"}},null,null,null,null,null,null,null,null,null,null,null,{"$f":"U13","v":0},{"$f":"VLOOKUP(DF19,$DF$12:$DH$17,2,FALSE)","v":{"$error":"#N/A"}},{"$f":"VLOOKUP(DF19,$DF$12:$DH$17,3,FALSE)","v":{"$error":"#N/A"}}]
[null,"Side slope of swale (horizontal ft/vertical ft) [Z]:",null,null,null,null,null,null,null,null,null,{"$f":"IF(ISERROR(AF20)=TRUE,0,AF20)","v":0},{"$f":"IF(ISERROR(AZ20)=TRUE,0,AZ20)","v":0},{"$f":"IF(ISERROR(BT20)=TRUE,0,BT20)","v":0},{"$f":"IF(ISERROR(CN20)=TRUE,0,CN20)","v":0},null,null,null,null,null,null,null,null,null,null,null,null,null,"Storage (in):",null,null,{"$f":"(AF19/AF4)*12*AF8","v":{"$error":"#REF!"}},null,null,15,3.75,null,{"$f":"'Stormwater Treatment Analysis'!$AC$348","v":{"$error":"#REF!"}},null,null,{"$f":"VLOOKUP(0,AN12:AQ16,4)","v":0.16258010460404759},null,null,null,null,null,null,null,"Storage (in):",null,null,{"$f":"(AZ19/AZ4)*12*AZ8","v":{"$error":"#REF!"}},null,null,15,3.75,null,{"$f":"'Stormwater Treatment Analysis'!$AC$348","v":{"$error":"#REF!"}},null,null,{"$f":"VLOOKUP(0,BH12:BK16,4)","v":0.16258010460404759},null,null,null,null,null,null,null,"Storage (in):",null,null,{"$f":"(BT19/BT4)*12*BT8","v":{"$error":"#REF!"}},null,null,15,3.75,null,{"$f":"'Stormwater Treatment Analysis'!$AC$348","v":{"$error":"#REF!"}},null,null,{"$f":"VLOOKUP(0,CB12:CE16,4)","v":0.16258010460404759},null,null,null,null,null,null,null,"Storage (in):",null,null,{"$f":"(CN19/CN4)*12*CN8","v":{"$error":"#REF!"}},null,null,15,3.75,null,{"$f":"'Stormwater Treatment Analysis'!$AC$348","v":{"$error":"#REF!"}},null,null,{"$f":"VLOOKUP(0,CV12:CY16,4)","v":0.16258010460404759},null,null,null,null,null,null,null,null,{"$f":"V13","v":0},{"$f":"VLOOKUP(DF20,$DF$12:$DH$17,2,FALSE)","v":{"$error":"#N/A"}},{"$f":"VLOOKUP(DF20,$DF$12:$DH$17,3,FALSE)","v":{"$error":"#N/A"}}]
[null,"Infiltrated storage depth:",null,null,null,null,null,null,null,null,null,null,null,null,null,"in",null,null,null,null,null,null,null,null,null,null,null,null,null,null,null,null,null,null,{"$f":"IF(IF(AJ21>$L$25,1,0)>0,AI20+1,IF(AJ21>=$L$25,1,0))","v":16},4,null,{"$f":"'Stormwater Treatment Analysis'!$AC$369","v":{"$error":"#REF!"}},null,null,null,null,null,null,null,null,null,null,null,null,null,null,null,null,16,4,null,{"$f":"'Stormwater Treatment Analysis'!$AC$369","v":{"$error":"#REF!"}},null,null,null,null,null,null,null,null,null,null,null,null,null,null,null,null,16,4,null,{"$f":"'Stormwater Treatment Analysis'!$AC$369","v":{"$error":"#REF!"}},null,null,null,null,null,null,null,null,null,null,null,null,null,null,null,null,16,4,null,{"$f":"'Stormwater Treatment Analysis'!$AC$369","v":{"$error":"#REF!"}},null,null,null,null,null,null,null,null,null,null,null,{"$f":"W13","v":0},{"$f":"VLOOKUP(DF21,$DF$12:$DH$17,2,FALSE)","v":{"$error":"#N/A"}},{"$f":"VLOOKUP(DF21,$DF$12:$DH$17,3,FALSE)","v":{"$error":"#N/A"}}]
[null,"Cumulative height of the swale blocks [H]:",null,null,null,null,null,null,null,null,null,null,null,null,null,"ft",null,null,null,null,null,null,null,null,null,null,null,null,"Volume of a swale block",null,null,null,null,null,null,null,null,null,null,null,null,null,null,null,null,null,null,null,"Volume of a swale block",null,null,null,null,null,null,null,null,null,null,null,null,null,null,null,null,null,null,null,"Volume of a swale block",null,null,null,null,null,null,null,null,null,null,null,null,null,null,null,null,null,null,null,"Volume of a swale block",null,null,null,null,null,null,null,null,null,null,null,null,null,null,null,null,null,null,null,null,{"$f":"X13","v":0},{"$f":"VLOOKUP(DF22,$DF$12:$DH$17,2,FALSE)","v":{"$error":"#N/A"}},{"$f":"VLOOKUP(DF22,$DF$12:$DH$17,3,FALSE)","v":{"$error":"#N/A"}}]
[null,"Length of the berm upstream of the crest [Lb]:",null,null,null,null,null,null,null,null,null,null,null,null,null,"ft",null,null,null,null,null,null,null,null,null,null,null,null,null,null,null,null,null,null,"Interpolation for Retention Amount:",null,null,null,null,null,null,null,null,null,null,null,null,null,null,null,null,null,null,null,"Interpolation for Retention Amount:",null,null,null,null,null,null,null,null,null,null,null,null,null,null,null,null,null,null,null,"Interpolation for Retention Amount:",null,null,null,null,null,null,null,null,null,null,null,null,null,null,null,null,null,null,null,"Interpolation for Retention Amount:"]
[null,"Volume of water in swales upstream of swale blocks:",null,null,null,null,null,null,null,null,null,{"$f":"IF(ISERROR(AF29)=TRUE,0,AF29)","v":0},{"$f":"IF(ISERROR(AZ29)=TRUE,0,AZ29)","v":0},{"$f":"IF(ISERROR(BT29)=TRUE,0,BT29)","v":0},{"$f":"IF(ISERROR(CN29)=TRUE,0,CN29)","v":0},"in",null,null,null,null,null,null,null,null,null,null,null,null,"Height of crest or depth of water (ft)",null,null,{"$f":"$L$22","v":0},null,null,null,null,null,null,null,null,null,null,null,null,null,null,null,null,"Height of crest or depth of water (ft)",null,null,{"$f":"$M$22","v":0},null,null,null,null,null,null,null,null,null,null,null,null,null,null,null,null,"Height of crest or depth of water (ft)",null,null,{"$f":"$N$22","v":0},null,null,null,null,null,null,null,null,null,null,null,null,null,null,null,null,"Height of crest or depth of water (ft)",null,null,{"$f":"$O$22","v":0}]
[null,"Total volume:",null,null,null,null,null,null,null,null,null,{"$f":"IF(ISERROR(AF30)=TRUE,0,AF30)","v":0},{"$f":"IF(ISERROR(AZ30)=TRUE,0,AZ30)","v":0},{"$f":"IF(ISERROR(BT30)=TRUE,0,BT30)","v":0},{"$f":"IF(ISERROR(CN30)=TRUE,0,CN30)","v":0},"in",null,null,null,null,null,null,null,null,null,null,null,null,"W Width of the swale at the crest of the berm (ft)",null,null,{"$f":"#REF!+2*$L$19*AF24","v":{"$error":"#REF!"}},null,null,null,{"$f":"VLOOKUP(0,AI5:AL21,2)","v":0},{"$f":"VLOOKUP(0,AI5:AL21,4)","v":0},null,null,null,"Trap Section",null,null,null,null,null,null,null,"W Width of the swale at the crest of the berm (ft)",null,null,{"$f":"#REF!+2*$M$19*AZ24","v":{"$error":"#REF!"}},null,null,null,{"$f":"VLOOKUP(0,BC5:BF21,2)","v":0},{"$f":"VLOOKUP(0,BC5:BF21,4)","v":0},null,null,null,"Trap Section",null,null,null,null,null,null,null,"W Width of the swale at the crest of the berm (ft)",null,null,{"$f":"#REF!+2*$N$19*BT24","v":{"$error":"#REF!"}},null,null,null,{"$f":"VLOOKUP(0,BW5:BZ21,2)","v":0},{"$f":"VLOOKUP(0,BW5:BZ21,4)","v":0},null,null,null,"Trap Section",null,null,null,null,null,null,null,"W Width of the swale at the crest of the berm (ft)",null,null,{"$f":"#REF!+2*$O$19*CN24","v":{"$error":"#REF!"}},null,null,null,{"$f":"VLOOKUP(0,CQ5:CT21,2)","v":0},{"$f":"VLOOKUP(0,CQ5:CT21,4)","v":0},null,null,null,"Trap Section"]
[null,"Provided treatment efficiency (Nitrogen):",null,null,null,null,null,null,null,null,null,{"$f":"AJ29","v":0},{"$f":"BD29","v":0},{"$f":"BX29","v":0},{"$f":"CR29","v":0},"%",null,null,null,null,null,null,null,null,null,null,null,null,"Length of berm upstream of crest (ft)",null,null,{"$f":"$L$23","v":0},null,null,null,{"$f":"VLOOKUP(1,AI5:AL21,2)","v":0.25},{"$f":"VLOOKUP(1,AI5:AL21,4)","v":{"$error":"#REF!"}},null,null,null,"d","Left Side","Right Side",null,null,null,null,null,"Length of berm upstream of crest (ft)",null,null,{"$f":"$M$23","v":0},null,null,null,{"$f":"VLOOKUP(1,BC5:BF21,2)","v":0.25},{"$f":"VLOOKUP(1,BC5:BF21,4)","v":{"$error":"#REF!"}},null,null,null,"d","Left Side","Right Side",null,null,null,null,null,"Length of berm upstream of crest (ft)",null,null,{"$f":"$N$23","v":0},null,null,null,{"$f":"VLOOKUP(1,BW5:BZ21,2)","v":0.25},{"$f":"VLOOKUP(1,BW5:BZ21,4)","v":{"$error":"#REF!"}},null,null,null,"d","Left Side","Right Side",null,null,null,null,null,"Length of berm upstream of crest (ft)",null,null,{"$f":"$O$23","v":0},null,null,null,{"$f":"VLOOKUP(1,CQ5:CT21,2)","v":0.25},{"$f":"VLOOKUP(1,CQ5:CT21,4)","v":{"$error":"#REF!"}},null,null,null,"d","Left Side","Right Side"]
[null,"Provided treatment efficiency (Phosphorus):",null,null,null,null,null,null,null,null,null,{"$f":"AJ30","v":0},{"$f":"BD30","v":0},{"$f":"BX30","v":0},{"$f":"CR30","v":0},"%",null,null,null,null,null,null,null,null,null,null,null,null,"Length of the water surface at the berm crest (ft)",null,null,{"$f":"IF(AF24/AF7>AF6,AF6,AF24/AF7)","v":{"$error":"#DIV/0!"}},null,null,null,null,null,null,null,0,0,{"$f":"($AF$9*$AF$13)/(1.486*SQRT($AF$7)*($AF$12*AO27+$AF$11*AO27^2))","v":{"$error":"#REF!"}},{"$f":"(($AF$12*AO27+$AF$11*AO27^2)/($AF$12+2*AO27*SQRT($AF$11^2+1)))^(2/3)","v":{"$error":"#REF!"}},{"$f":"AP27-AQ27","v":{"$error":"#REF!"}},null,"Interpolation",null,null,"Length of the water surface at the berm crest (ft)",null,null,{"$f":"IF(AZ24/AZ7>AZ6,AZ6,AZ24/AZ7)","v":{"$error":"#DIV/0!"}},null,null,null,null,null,null,null,0,0,{"$f":"($AZ$9*$AZ$13)/(1.486*SQRT($AZ$7)*($AZ$12*BI27+$AZ$11*BI27^2))","v":{"$error":"#REF!"}},{"$f":"(($AZ$12*BI27+$AZ$11*BI27^2)/($AZ$12+2*BI27*SQRT($AZ$11^2+1)))^(2/3)","v":{"$error":"#REF!"}},{"$f":"BJ27-BK27","v":{"$error":"#REF!"}},null,"Interpolation",null,null,"Length of the water surface at the berm crest (ft)",null,null,{"$f":"IF(BT24/BT7>BT6,BT6,BT24/BT7)","v":{"$error":"#DIV/0!"}},null,null,null,null,null,null,null,0,0,{"$f":"($BT$9*$BT$13)/(1.486*SQRT($BT$7)*($BT$12*CC27+$BT$11*CC27^2))","v":{"$error":"#REF!"}},{"$f":"(($BT$12*CC27+$BT$11*CC27^2)/($BT$12+2*CC27*SQRT($BT$11^2+1)))^(2/3)","v":{"$error":"#REF!"}},{"$f":"CD27-CE27","v":{"$error":"#REF!"}},null,"Interpolation",null,null,"Length of the water surface at the berm crest (ft)",null,null,{"$f":"IF(CN24/CN7>CN6,CN6,CN24/CN7)","v":{"$error":"#DIV/0!"}},null,null,null,null,null,null,null,0,0,{"$f":"($CN$9*$CN$13)/(1.486*SQRT($CN$7)*($CN$12*CW27+$CN$11*CW27^2))","v":{"$error":"#REF!"}},{"$f":"(($CN$12*CW27+$CN$11*CW27^2)/($CN$12+2*CW27*SQRT($CN$11^2+1)))^(2/3)","v":{"$error":"#REF!"}},{"$f":"CX27-CY27","v":{"$error":"#REF!"}},null,"Interpolation"]
[null,null,null,null,null,null,null,null,null,null,null,null,null,null,null,null,null,null,null,null,null,null,null,null,null,null,null,null,"Volume of swale block (cf) =",null,null,{"$f":"((AF25*AF24)/6)*(AF27-AF26)","v":{"$error":"#REF!"}},null,null,null,null,null,null,null,{"$f":"IF(IF(AR28<0,1,0)>0,AN27+1,IF(AR28<=0,1,0))","v":{"$error":"#REF!"}},0.01,{"$f":"($AF$9*$AF$13)/(1.486*SQRT($AF$7)*($AF$12*AO28+$AF$11*AO28^2))","v":{"$error":"#REF!"}},{"$f":"(($AF$12*AO28+$AF$11*AO28^2)/($AF$12+2*AO28*SQRT($AF$11^2+1)))^(2/3)","v":{"$error":"#REF!"}},{"$f":"AP28-AQ28","v":{"$error":"#REF!"}},null,{"$f":"VLOOKUP(0,AN27:AR61,2)","v":0},{"$f":"VLOOKUP(0,AN27:AR61,5)","v":{"$error":"#REF!"}},null,"Volume of swale block (cf) =",null,null,{"$f":"((AZ25*AZ24)/6)*(AZ27-AZ26)","v":{"$error":"#REF!"}},null,null,null,null,null,null,null,{"$f":"IF(IF(BL28<0,1,0)>0,BH27+1,IF(BL28<=0,1,0))","v":{"$error":"#REF!"}},0.01,{"$f":"($AZ$9*$AZ$13)/(1.486*SQRT($AZ$7)*($AZ$12*BI28+$AZ$11*BI28^2))","v":{"$error":"#REF!"}},{"$f":"(($AZ$12*BI28+$AZ$11*BI28^2)/($AZ$12+2*BI28*SQRT($AZ$11^2+1)))^(2/3)","v":{"$error":"#REF!"}},{"$f":"BJ28-BK28","v":{"$error":"#REF!"}},null,{"$f":"VLOOKUP(0,BH27:BL61,2)","v":0},{"$f":"VLOOKUP(0,BH27:BL61,5)","v":{"$error":"#REF!"}},null,"Volume of swale block (cf) =",null,null,{"$f":"((BT25*BT24)/6)*(BT27-BT26)","v":{"$error":"#REF!"}},null,null,null,null,null,null,null,{"$f":"IF(IF(CF28<0,1,0)>0,CB27+1,IF(CF28<=0,1,0))","v":{"$error":"#REF!"}},0.01,{"$f":"($BT$9*$BT$13)/(1.486*SQRT($BT$7)*($BT$12*CC28+$BT$11*CC28^2))","v":{"$error":"#REF!"}},{"$f":"(($BT$12*CC28+$BT$11*CC28^2)/($BT$12+2*CC28*SQRT($BT$11^2+1)))^(2/3)","v":{"$error":"#REF!"}},{"$f":"CD28-CE28","v":{"$error":"#REF!"}},null,{"$f":"VLOOKUP(0,CB27:CF61,2)","v":0},{"$f":"VLOOKUP(0,CB27:CF61,5)","v":{"$error":"#REF!"}},null,"Volume of swale block (cf) =",null,null,{"$f":"((CN25*CN24)/6)*(CN27-CN26)","v":{"$error":"#REF!"}},null,null,null,null,null,null,null,{"$f":"IF(IF(CZ28<0,1,0)>0,CV27+1,IF(CZ28<=0,1,0))","v":{"$error":"#REF!"}},0.01,{"$f":"($CN$9*$CN$13)/(1.486*SQRT($CN$7)*($CN$12*CW28+$CN$11*CW28^2))","v":{"$error":"#REF!"}},{"$f":"(($CN$12*CW28+$CN$11*CW28^2)/($CN$12+2*CW28*SQRT($CN$11^2+1)))^(2/3)","v":{"$error":"#REF!"}},{"$f":"CX28-CY28","v":{"$error":"#REF!"}},null,{"$f":"VLOOKUP(0,CV27:CZ61,2)","v":0},{"$f":"VLOOKUP(0,CV27:CZ61,5)","v":{"$error":"#REF!"}}]
[null,null,null,null,null,null,null,null,null,null,null,null,null," NOTE FOR TREATMENT EFFICIENCY GRAPH:",null,null,null,null,null,null,null,null,null,null,null,null,null,null,"Volume of swale block (in) =",null,null,{"$f":"(AF28/AF4)*12","v":{"$error":"#REF!"}},null,null,"N:",{"$f":"IF(ISERROR(IF($L$25>AJ21,AL21,AK25+(($L$25-AJ25)/(AJ26-AJ25)*(AK26-AK25))))=TRUE,0,(IF($L$25>AJ21,AL21,AK25+(($L$25-AJ25)/(AJ26-AJ25)*(AK26-AK25)))))","v":0},null,null,null,{"$f":"IF(IF(AR29<0,1,0)>0,AN28+1,IF(AR29<=0,1,0))","v":{"$error":"#REF!"}},0.02,{"$f":"($AF$9*$AF$13)/(1.486*SQRT($AF$7)*($AF$12*AO29+$AF$11*AO29^2))","v":{"$error":"#REF!"}},{"$f":"(($AF$12*AO29+$AF$11*AO29^2)/($AF$12+2*AO29*SQRT($AF$11^2+1)))^(2/3)","v":{"$error":"#REF!"}},{"$f":"AP29-AQ29","v":{"$error":"#REF!"}},null,{"$f":"VLOOKUP(1,AN27:AR61,2)","v":0},{"$f":"VLOOKUP(1,AN27:AR61,5)","v":{"$error":"#REF!"}},null,"Volume of swale block (in) =",null,null,{"$f":"(AZ28/AZ4)*12","v":{"$error":"#REF!"}},null,null,"N:",{"$f":"IF(ISERROR(IF($M$25>BD21,BF21,BE25+(($M$25-BD25)/(BD26-BD25)*(BE26-BE25))))=TRUE,0,(IF($M$25>BD21,BF21,BE25+(($M$25-BD25)/(BD26-BD25)*(BE26-BE25)))))","v":0},null,null,null,{"$f":"IF(IF(BL29<0,1,0)>0,BH28+1,IF(BL29<=0,1,0))","v":{"$error":"#REF!"}},0.02,{"$error":"#REF!"},{"$error":"#REF!"},{"$error":"#REF!"},null,{"$f":"VLOOKUP(1,BH27:BL61,2)","v":0},{"$f":"VLOOKUP(1,BH27:BL61,5)","v":{"$error":"#REF!"}},null,"Volume of swale block (in) =",null,null,{"$f":"(BT28/BT4)*12","v":{"$error":"#REF!"}},null,null,"N:",{"$f":"IF(ISERROR(IF($N$25>BX21,BZ21,BY25+(($N$25-BX25)/(BX26-BX25)*(BY26-BY25))))=TRUE,0,(IF($N$25>BX21,BZ21,BY25+(($N$25-BX25)/(BX26-BX25)*(BY26-BY25)))))","v":0},null,null,null,{"$f":"IF(IF(CF29<0,1,0)>0,CB28+1,IF(CF29<=0,1,0))","v":{"$error":"#REF!"}},0.02,{"$error":"#REF!"},{"$error":"#REF!"},{"$error":"#REF!"},null,{"$f":"VLOOKUP(1,CB27:CF61,2)","v":0},{"$f":"VLOOKUP(1,CB27:CF61,5)","v":{"$error":"#REF!"}},null,"Volume of swale block (in) =",null,null,{"$f":"(CN28/CN4)*12","v":{"$error":"#REF!"}},null,null,"N:",{"$f":"IF(ISERROR(IF($O$25>CR21,CT21,CS25+(($O$25-CR25)/(CR26-CR25)*(CS26-CS25))))=TRUE,0,(IF($O$25>CR21,CT21,CS25+(($O$25-CR25)/(CR26-CR25)*(CS26-CS25)))))","v":0},null,null,null,{"$f":"IF(IF(CZ29<0,1,0)>0,CV28+1,IF(CZ29<=0,1,0))","v":{"$error":"#REF!"}},0.02,{"$error":"#REF!"},{"$error":"#REF!"},{"$error":"#REF!"},null,{"$f":"VLOOKUP(1,CV27:CZ61,2)","v":0},{"$f":"VLOOKUP(1,CV27:CZ61,5)","v":{"$error":"#REF!"}}]
[null,null,null,null,null,null,null,null,null,null,null,null,null,null,null,null,null,null,null,null,null,null,null,null,null,null,null,null,"Total volume(in):",null,null,{"$f":"IF((AF29+AF20)>4, 4, AF29+AF20)","v":{"$error":"#REF!"}},null,null,"P:",{"$f":"AJ29","v":0},null,null,null,{"$f":"IF(IF(AR30<0,1,0)>0,AN29+1,IF(AR30<=0,1,0))","v":{"$error":"#REF!"}},0.03,{"$f":"($AF$9*$AF$13)/(1.486*SQRT($AF$7)*($AF$12*AO30+$AF$11*AO30^2))","v":{"$error":"#REF!"}},{"$f":"(($AF$12*AO30+$AF$11*AO30^2)/($AF$12+2*AO30*SQRT($AF$11^2+1)))^(2/3)","v":{"$error":"#REF!"}},{"$error":"#REF!"},null,null,null,null,"Total volume(in):",null,null,{"$f":"IF((AZ29+AZ20)>4, 4, AZ29+AZ20)","v":{"$error":"#REF!"}},null,null,"P:",{"$f":"BD29","v":0},null,null,null,{"$error":"#REF!"},0.03,{"$error":"#REF!"},{"$error":"#REF!"},{"$error":"#REF!"},null,null,null,null,"Total volume(in):",null,null,{"$f":"IF((BT29+BT20)>4, 4, BT29+BT20)","v":{"$error":"#REF!"}},null,null,"P:",{"$f":"BX29","v":0},null,null,null,{"$error":"#REF!"},0.03,{"$error":"#REF!"},{"$error":"#REF!"},{"$error":"#REF!"},null,null,null,null,"Total volume(in):",null,null,{"$f":"IF((CN29+CN20)>4, 4, CN29+CN20)","v":{"$error":"#REF!"}},null,null,"P:",{"$f":"CR29","v":0},null,null,null,{"$error":"#REF!"},0.03,{"$error":"#REF!"},{"$error":"#REF!"},{"$error":"#REF!"}]
[null,null,null,null,null,null,null,null,null,null,null,null,null,null,null,null,null,null,null,null,null,null,null,null,null,null,null,null,null,null,null,null,null,null,null,null,null,null,null,{"$error":"#REF!"},0.04,{"$error":"#REF!"},{"$error":"#REF!"},{"$error":"#REF!"},null,"d =",{"$f":"AT29-(AU29-0)*(AT29-AT28)/(AU29-AU28)","v":{"$error":"#REF!"}},null,null,null,null,null,null,null,null,null,null,null,null,{"$error":"#REF!"},0.04,{"$error":"#REF!"},{"$error":"#REF!"},{"$error":"#REF!"},null,"d =",{"$f":"BN29-(BO29-0)*(BN29-BN28)/(BO29-BO28)","v":{"$error":"#REF!"}},null,null,null,null,null,null,null,null,null,null,null,null,{"$error":"#REF!"},0.04,{"$error":"#REF!"},{"$error":"#REF!"},{"$error":"#REF!"},null,"d =",{"$f":"CH29-(CI29-0)*(CH29-CH28)/(CI29-CI28)","v":{"$error":"#REF!"}},null,null,null,null,null,null,null,null,null,null,null,null,{"$error":"#REF!"},0.04,{"$error":"#REF!"},{"$error":"#REF!"},{"$error":"#REF!"},null,"d =",{"$f":"DB29-(DC29-0)*(DB29-DB28)/(DC29-DC28)","v":{"$error":"#REF!"}}]
[null,null,null,null,null,null,null,null,null,null,null,null,null,"The purpose of this graph is to help illustrate the treatment efficiency of the swale as the function of retention depth. The graph illustrates that there is diminishing effectiveness as the retention depth is increased.",null,null,null,null,null,null,null,null,null,null,null,null,null,null,"Total volume is infiltration volume and swale block volume (inches on watershed)",null,null,null,null,null,1,98100,null,null,null,{"$error":"#REF!"},0.05,{"$error":"#REF!"},{"$error":"#REF!"},{"$error":"#REF!"},null,null,null,null,"Total volume is infiltration volume and swale block volume (inches on watershed)",null,null,null,null,null,1,98100,null,null,null,{"$error":"#REF!"},0.05,{"$error":"#REF!"},{"$error":"#REF!"},{"$error":"#REF!"},null,null,null,null,"Total volume is infiltration volume and swale block volume (inches on watershed)",null,null,null,null,null,1,98100,null,null,null,{"$error":"#REF!"},0.05,{"$error":"#REF!"},{"$error":"#REF!"},{"$error":"#REF!"},null,null,null,null,"Total volume is infiltration volume and swale block volume (inches on watershed)",null,null,null,null,null,1,98100,null,null,null,{"$error":"#REF!"},0.05,{"$error":"#REF!"},{"$error":"#REF!"},{"$error":"#REF!"}]
[null,null,null,null,null,null,null,null,null,null,null,null,null,null,null,null,null,null,null,null,null,null,null,null,null,null,null,null,null,null,null,null,null,null,2,85400,null,null,null,{"$error":"#REF!"},0.06,{"$error":"#REF!"},{"$error":"#REF!"},{"$error":"#REF!"},null,null,null,null,null,null,null,null,null,null,2,85400,null,null,null,{"$error":"#REF!"},0.06,{"$error":"#REF!"},{"$error":"#REF!"},{"$error":"#REF!"},null,null,null,null,null,null,null,null,null,null,2,85400,null,null,null,{"$error":"#REF!"},0.06,{"$error":"#REF!"},{"$error":"#REF!"},{"$error":"#REF!"},null,null,null,null,null,null,null,null,null,null,2,85400,null,null,null,{"$error":"#REF!"},0.06,{"$error":"#REF!"},{"$error":"#REF!"},{"$error":"#REF!"}]
[null,null,null,null,null,null,null,null,null,null,null,null,null,null,null,null,null,null,null,null,null,null,null,null,null,null,null,null,"notes: recovery time = H/f",null,null,null,null,null,3,71200,null,null,null,{"$error":"#REF!"},7.0000000000000007E-2,{"$error":"#REF!"},{"$error":"#REF!"},{"$error":"#REF!"},null,null,null,null,"notes: recovery time = H/f",null,null,null,null,null,3,71200,null,null,null,{"$error":"#REF!"},7.0000000000000007E-2,{"$error":"#REF!"},{"$error":"#REF!"},{"$error":"#REF!"},null,null,null,null,"notes: recovery time = H/f",null,null,null,null,null,3,71200,null,null,null,{"$error":"#REF!"},7.0000000000000007E-2,{"$error":"#REF!"},{"$error":"#REF!"},{"$error":"#REF!"},null,null,null,null,"notes: recovery time = H/f",null,null,null,null,null,3,71200,null,null,null,{"$error":"#REF!"},7.0000000000000007E-2,{"$error":"#REF!"},{"$error":"#REF!"},{"$error":"#REF!"}]
[null,null,null,null,null,null,null,null,null,null,null,null,null,null,null,null,null,null,null,null,null,null,null,null,null,null,null,null,"must error check to make sure Lw < L of roadway.",null,null,null,null,null,4,61200,null,null,null,{"$error":"#REF!"},0.08,{"$error":"#REF!"},{"$error":"#REF!"},{"$error":"#REF!"},null,null,null,null,"must error check to make sure Lw < L of roadway.",null,null,null,null,null,4,61200,null,null,null,{"$error":"#REF!"},0.08,{"$error":"#REF!"},{"$error":"#REF!"},{"$error":"#REF!"},null,null,null,null,"must error check to make sure Lw < L of roadway.",null,null,null,null,null,4,61200,null,null,null,{"$error":"#REF!"},0.08,{"$error":"#REF!"},{"$error":"#REF!"},{"$error":"#REF!"},null,null,null,null,"must error check to make sure Lw < L of roadway.",null,null,null,null,null,4,61200,null,null,null,{"$error":"#REF!"},0.08,{"$error":"#REF!"},{"$error":"#REF!"},{"$error":"#REF!"}]
[null,null,null,null,null,null,null,null,null,null,null,null,null,null,null,null,null,null,null,null,null,null,null,null,null,null,null,null,"if H=1.25 feet, f = 2 in/hr, recovery time in hours is ",null,null,{"$f":"AF24*12/AF10*2.54","v":{"$error":"#DIV/0!"}},null,null,5,54000,null,null,null,{"$error":"#REF!"},0.09,{"$error":"#REF!"},{"$error":"#REF!"},{"$error":"#REF!"},null,null,null,null,"if H=1.25 feet, f = 2 in/hr, recovery time in hours is ",null,null,{"$f":"AZ24*12/AZ10*2.54","v":{"$error":"#DIV/0!"}},null,null,5,54000,null,null,null,{"$error":"#REF!"},0.09,{"$error":"#REF!"},{"$error":"#REF!"},{"$error":"#REF!"},null,null,null,null,"if H=1.25 feet, f = 2 in/hr, recovery time in hours is ",null,null,{"$f":"BT24*12/BT10*2.54","v":{"$error":"#DIV/0!"}},null,null,5,54000,null,null,null,{"$error":"#REF!"},0.09,{"$error":"#REF!"},{"$error":"#REF!"},{"$error":"#REF!"},null,null,null,null,"if H=1.25 feet, f = 2 in/hr, recovery time in hours is ",null,null,{"$f":"CN24*12/CN10*2.54","v":{"$error":"#DIV/0!"}},null,null,5,54000,null,null,null,{"$error":"#REF!"},0.09,{"$error":"#REF!"},{"$error":"#REF!"},{"$error":"#REF!"}]
[null,null,null,null,null,null,null,null,null,null,null,null,null,null,null,null,null,null,null,null,null,null,null,null,null,null,null,null,null,null,null,null,null,null,6,48500,null,null,null,{"$error":"#REF!"},0.1,{"$error":"#REF!"},{"$error":"#REF!"},{"$error":"#REF!"},null,null,null,null,null,null,null,null,null,null,6,48500,null,null,null,{"$error":"#REF!"},0.1,{"$error":"#REF!"},{"$error":"#REF!"},{"$error":"#REF!"},null,null,null,null,null,null,null,null,null,null,6,48500,null,null,null,{"$error":"#REF!"},0.1,{"$error":"#REF!"},{"$error":"#REF!"},{"$error":"#REF!"},null,null,null,null,null,null,null,null,null,null,6,48500,null,null,null,{"$error":"#REF!"},0.1,{"$error":"#REF!"},{"$error":"#REF!"},{"$error":"#REF!"}]
[null,null,null,null,null,null,null,null,null,null,null,null,null,null,null,null,null,null,null,null,null,null,null,null,null,null,null,null,null,null,null,null,null,null,7,44300,null,null,null,{"$error":"#REF!"},0.2,{"$error":"#REF!"},{"$error":"#REF!"},{"$error":"#REF!"},null,null,null,null,null,null,null,null,null,null,7,44300,null,null,null,{"$error":"#REF!"},0.2,{"$error":"#REF!"},{"$error":"#REF!"},{"$error":"#REF!"},null,null,null,null,null,null,null,null,null,null,7,44300,null,null,null,{"$error":"#REF!"},0.2,{"$error":"#REF!"},{"$error":"#REF!"},{"$error":"#REF!"},null,null,null,null,null,null,null,null,null,null,7,44300,null,null,null,{"$error":"#REF!"},0.2,{"$error":"#REF!"},{"$error":"#REF!"},{"$error":"#REF!"}]
[null,null,null,null,null,null,null,null,null,null,null,null,null,null,null,null,null,null,null,null,null,null,null,null,null,null,null,null,"Yes",null,"Is swale block less than 0.5 ft",null,null,null,8,40850,null,null,null,{"$error":"#REF!"},0.3,{"$error":"#REF!"},{"$error":"#REF!"},{"$error":"#REF!"},null,null,null,null,"Yes",null,null,null,null,null,8,40850,null,null,null,{"$error":"#REF!"},0.3,{"$error":"#REF!"},{"$error":"#REF!"},{"$error":"#REF!"},null,null,null,null,"Yes",null,null,null,null,null,8,40850,null,null,null,{"$error":"#REF!"},0.3,{"$error":"#REF!"},{"$error":"#REF!"},{"$error":"#REF!"},null,null,null,null,"Yes",null,null,null,null,null,8,40850,null,null,null,{"$error":"#REF!"},0.3,{"$error":"#REF!"},{"$error":"#REF!"},{"$error":"#REF!"}]
[null,null,null,null,null,null,null,null,null,null,null,null,null,null,null,null,null,null,null,null,null,null,null,null,null,null,null,null,"No",null,{"$f":"IF(L7>0, IF(OR(L22=\"\", L22<0.5), \"Yes\", \"No\"), \"\")","v":""},{"$f":"IF(M7>0, IF(OR(M22=\"\", M22<0.5), \"Yes\", \"No\"), \"\")","v":""},{"$f":"IF(N7>0, IF(OR(N22=\"\", N22<0.5), \"Yes\", \"No\"), \"\")","v":""},{"$f":"IF(O7>0, IF(OR(O22=\"\", O22<0.5), \"Yes\", \"No\"), \"\")","v":""},9,38000,null,null,null,{"$error":"#REF!"},0.4,{"$error":"#REF!"},{"$error":"#REF!"},{"$error":"#REF!"},null,null,null,null,"No",null,null,null,null,null,9,38000,null,null,null,{"$error":"#REF!"},0.4,{"$error":"#REF!"},{"$error":"#REF!"},{"$error":"#REF!"},null,null,null,null,"No",null,null,null,null,null,9,38000,null,null,null,{"$error":"#REF!"},0.4,{"$error":"#REF!"},{"$error":"#REF!"},{"$error":"#REF!"},null,null,null,null,"No",null,null,null,null,null,9,38000,null,null,null,{"$error":"#REF!"},0.4,{"$error":"#REF!"},{"$error":"#REF!"},{"$error":"#REF!"}]
[null,null,null,null,null,null,null,null,null,null,null,null,null,null,null,null,null,null,null,null,null,null,null,null,null,null,null,null,null,null,null,null,null,null,10,35760,null,null,null,{"$error":"#REF!"},0.5,{"$error":"#REF!"},{"$error":"#REF!"},{"$error":"#REF!"},null,null,null,null,null,null,null,null,null,null,10,35760,null,null,null,{"$error":"#REF!"},0.5,{"$error":"#REF!"},{"$error":"#REF!"},{"$error":"#REF!"},null,null,null,null,null,null,null,null,null,null,10,35760,null,null,null,{"$error":"#REF!"},0.5,{"$error":"#REF!"},{"$error":"#REF!"},{"$error":"#REF!"},null,null,null,null,null,null,null,null,null,null,10,35760,null,null,null,{"$error":"#REF!"},0.5,{"$error":"#REF!"},{"$error":"#REF!"},{"$error":"#REF!"}]
[null,null,null,null,null,null,null,null,null,null,null,null,null,null,null,null,null,null,null,null,null,null,null,null,null,null,null,null,"Catchment 1",null,null,null,null,null,null,null,null,null,null,{"$error":"#REF!"},0.6,{"$error":"#REF!"},{"$error":"#REF!"},{"$error":"#REF!"},null,null,null,null,null,null,null,null,null,null,null,null,null,null,null,{"$error":"#REF!"},0.6,{"$error":"#REF!"},{"$error":"#REF!"},{"$error":"#REF!"},null,null,null,null,null,null,null,null,null,null,null,null,null,null,null,{"$error":"#REF!"},0.6,{"$error":"#REF!"},{"$error":"#REF!"},{"$error":"#REF!"},null,null,null,null,null,null,null,null,null,null,null,null,null,null,null,{"$error":"#REF!"},0.6,{"$error":"#REF!"},{"$error":"#REF!"},{"$error":"#REF!"}]
[null,null,null,null,null,null,null,null,null,null,null,null,null,null,null,null,null,null,null,null,null,null,null,null,null,null,null,null,{"$f":"IF($U$7=\"Yes\", \"Mass leaving\", \"Retention\")","v":"Retention"},null,null,null,null,null,null,null,null,null,null,{"$error":"#REF!"},0.7,{"$error":"#REF!"},{"$error":"#REF!"},{"$error":"#REF!"},null,null,null,null,null,null,null,null,null,null,null,null,null,null,null,{"$error":"#REF!"},0.7,{"$error":"#REF!"},{"$error":"#REF!"},{"$error":"#REF!"},null,null,null,null,null,null,null,null,null,null,null,null,null,null,null,{"$error":"#REF!"},0.7,{"$error":"#REF!"},{"$error":"#REF!"},{"$error":"#REF!"},null,null,null,null,null,null,null,null,null,null,null,null,null,null,null,{"$error":"#REF!"},0.7,{"$error":"#REF!"},{"$error":"#REF!"},{"$error":"#REF!"}]
[null,null,null,null,null,null,null,null,null,null,null,null,null,null,null,null,null,null,null,null,null,null,null,null,null,null,null,null,{"$f":"IF($U$7=\"Yes\", \"N mass leaving [kg/yr]\", \"Retention Depth [in]\")","v":"Retention Depth [in]"},{"$f":"IF($U$7=\"Yes\", (1-$U$9/100)*'Watershed Characteristics'!$T$19, Swale!$L$25)","v":0},null,null,null,null,null,null,null,null,null,{"$error":"#REF!"},0.8,{"$error":"#REF!"},{"$error":"#REF!"},{"$error":"#REF!"},null,null,null,null,null,null,null,null,null,null,null,null,null,null,null,{"$error":"#REF!"},0.8,{"$error":"#REF!"},{"$error":"#REF!"},{"$error":"#REF!"},null,null,null,null,null,null,null,null,null,null,null,null,null,null,null,{"$error":"#REF!"},0.8,{"$error":"#REF!"},{"$error":"#REF!"},{"$error":"#REF!"},null,null,null,null,null,null,null,null,null,null,null,null,null,null,null,{"$error":"#REF!"},0.8,{"$error":"#REF!"},{"$error":"#REF!"},{"$error":"#REF!"}]
[null,null,null,null,null,null,null,null,null,null,null,null,null,null,null,null,null,null,null,null,null,null,null,null,null,null,null,null,{"$f":"IF($U$7=\"Yes\", \"P Mass leaving [kg/yr]\", \"\")","v":""},{"$f":"IF($U$7=\"Yes\", (1-$U$10/100)*'Watershed Characteristics'!$T$20, \"\")","v":""},null,null,null,null,null,null,null,null,null,{"$error":"#REF!"},0.9,{"$error":"#REF!"},{"$error":"#REF!"},{"$error":"#REF!"},null,null,null,null,null,null,null,null,null,null,null,null,null,null,null,{"$error":"#REF!"},0.9,{"$error":"#REF!"},{"$error":"#REF!"},{"$error":"#REF!"},null,null,null,null,null,null,null,null,null,null,null,null,null,null,null,{"$error":"#REF!"},0.9,{"$error":"#REF!"},{"$error":"#REF!"},{"$error":"#REF!"},null,null,null,null,null,null,null,null,null,null,null,null,null,null,null,{"$error":"#REF!"},0.9,{"$error":"#REF!"},{"$error":"#REF!"},{"$error":"#REF!"}]
[null,null,null,null,null,null,null,null,null,null,null,null,null,null,null,null,null,null,null,null,null,null,null,null,null,null,null,null,null,null,null,null,null,null,null,null,null,null,null,{"$error":"#REF!"},1,{"$error":"#REF!"},{"$error":"#REF!"},{"$error":"#REF!"},null,null,null,null,null,null,null,null,null,null,null,null,null,null,null,{"$error":"#REF!"},1,{"$error":"#REF!"},{"$error":"#REF!"},{"$error":"#REF!"},null,null,null,null,null,null,null,null,null,null,null,null,null,null,null,{"$error":"#REF!"},1,{"$error":"#REF!"},{"$error":"#REF!"},{"$error":"#REF!"},null,null,null,null,null,null,null,null,null,null,null,null,null,null,null,{"$error":"#REF!"},1,{"$error":"#REF!"},{"$error":"#REF!"},{"$error":"#REF!"}]
[null,null,null,null,null,null,null,null,null,null,null,null,null,null,null,null,null,null,null,null,null,null,null,null,null,null,null,null,null,null,null,null,null,null,null,null,null,null,null,{"$error":"#REF!"},1.1000000000000001,{"$error":"#REF!"},{"$error":"#REF!"},{"$error":"#REF!"},null,null,null,null,null,null,null,null,null,null,null,null,null,null,null,{"$error":"#REF!"},1.1000000000000001,{"$error":"#REF!"},{"$error":"#REF!"},{"$error":"#REF!"},null,null,null,null,null,null,null,null,null,null,null,null,null,null,null,{"$error":"#REF!"},1.1000000000000001,{"$error":"#REF!"},{"$error":"#REF!"},{"$error":"#REF!"},null,null,null,null,null,null,null,null,null,null,null,null,null,null,null,{"$error":"#REF!"},1.1000000000000001,{"$error":"#REF!"},{"$error":"#REF!"},{"$error":"#REF!"}]
[null,null,null,null,null,null,null,null,null,null,null,null,null,null,null,null,null,null,null,null,null,null,null,null,null,null,null,null,"Catchment 2",null,null,null,null,null,null,null,null,null,null,{"$error":"#REF!"},1.2,{"$error":"#REF!"},{"$error":"#REF!"},{"$error":"#REF!"},null,null,null,null,null,null,null,null,null,null,null,null,null,null,null,{"$error":"#REF!"},1.2,{"$error":"#REF!"},{"$error":"#REF!"},{"$error":"#REF!"},null,null,null,null,null,null,null,null,null,null,null,null,null,null,null,{"$error":"#REF!"},1.2,{"$error":"#REF!"},{"$error":"#REF!"},{"$error":"#REF!"},null,null,null,null,null,null,null,null,null,null,null,null,null,null,null,{"$error":"#REF!"},1.2,{"$error":"#REF!"},{"$error":"#REF!"},{"$error":"#REF!"}]
[null,null,null,null,null,null,null,null,null,null,null,null,null,null,null,null,null,null,null,null,null,null,null,null,null,null,null,null,{"$f":"IF($V$7=\"Yes\", \"Mass leaving\", \"Retention\")","v":"Retention"},null,null,null,null,null,null,null,null,null,null,{"$error":"#REF!"},1.3,{"$error":"#REF!"},{"$error":"#REF!"},{"$error":"#REF!"},null,null,null,null,null,null,null,null,null,null,null,null,null,null,null,{"$error":"#REF!"},1.3,{"$error":"#REF!"},{"$error":"#REF!"},{"$error":"#REF!"},null,null,null,null,null,null,null,null,null,null,null,null,null,null,null,{"$error":"#REF!"},1.3,{"$error":"#REF!"},{"$error":"#REF!"},{"$error":"#REF!"},null,null,null,null,null,null,null,null,null,null,null,null,null,null,null,{"$error":"#REF!"},1.3,{"$error":"#REF!"},{"$error":"#REF!"},{"$error":"#REF!"}]
[null,null,null,null,null,null,null,null,null,null,null,null,null,null,null,null,null,null,null,null,null,null,null,null,null,null,null,null,{"$f":"IF($V$7=\"Yes\", \"N mass leaving [kg/yr]\", \"Retention Depth [in]\")","v":"Retention Depth [in]"},{"$f":"IF($V$7=\"Yes\", (1-$V$9/100)*'Watershed Characteristics'!$T$34, Swale!$M$25)","v":0},null,null,null,null,null,null,null,null,null,{"$error":"#REF!"},1.4,{"$error":"#REF!"},{"$error":"#REF!"},{"$error":"#REF!"},null,null,null,null,null,null,null,null,null,null,null,null,null,null,null,{"$error":"#REF!"},1.4,{"$error":"#REF!"},{"$error":"#REF!"},{"$error":"#REF!"},null,null,null,null,null,null,null,null,null,null,null,null,null,null,null,{"$error":"#REF!"},1.4,{"$error":"#REF!"},{"$error":"#REF!"},{"$error":"#REF!"},null,null,null,null,null,null,null,null,null,null,null,null,null,null,null,{"$error":"#REF!"},1.4,{"$error":"#REF!"},{"$error":"#REF!"},{"$error":"#REF!"}]
[null,null,null,null,null,null,null,null,null,"Catchment 1","Catchment 2","Catchment 3","Catchment 4",null,null,null,null,null,null,null,null,null,null,null,null,null,null,null,{"$f":"IF($V$7=\"Yes\", \"P Mass leaving [kg/yr]\", \"\")","v":""},{"$f":"IF($V$7=\"Yes\", (1-$V$10/100)*'Watershed Characteristics'!$T$35, \"\")","v":""},null,null,null,null,null,null,null,null,null,{"$error":"#REF!"},1.5,{"$error":"#REF!"},{"$error":"#REF!"},{"$error":"#REF!"},null,null,null,null,null,null,null,null,null,null,null,null,null,null,null,{"$error":"#REF!"},1.5,{"$error":"#REF!"},{"$error":"#REF!"},{"$error":"#REF!"},null,null,null,null,null,null,null,null,null,null,null,null,null,null,null,{"$error":"#REF!"},1.5,{"$error":"#REF!"},{"$error":"#REF!"},{"$error":"#REF!"},null,null,null,null,null,null,null,null,null,null,null,null,null,null,null,{"$error":"#REF!"},1.5,{"$error":"#REF!"},{"$error":"#REF!"},{"$error":"#REF!"}]
[null,null,null,null,null,null,null,null,"N",{"$f":"L79","v":""},{"$f":"L89","v":""},{"$f":"L99","v":""},{"$f":"L109","v":""},null,null,null,null,null,null,null,null,null,null,null,null,null,null,null,null,null,null,null,null,null,null,null,null,null,null,{"$error":"#REF!"},1.6,{"$error":"#REF!"},{"$error":"#REF!"},{"$error":"#REF!"},null,null,null,null,null,null,null,null,null,null,null,null,null,null,null,{"$error":"#REF!"},1.6,{"$error":"#REF!"},{"$error":"#REF!"},{"$error":"#REF!"},null,null,null,null,null,null,null,null,null,null,null,null,null,null,null,{"$error":"#REF!"},1.6,{"$error":"#REF!"},{"$error":"#REF!"},{"$error":"#REF!"},null,null,null,null,null,null,null,null,null,null,null,null,null,null,null,{"$error":"#REF!"},1.6,{"$error":"#REF!"},{"$error":"#REF!"},{"$error":"#REF!"}]
[null,null,null,null,null,null,null,null,"P",{"$f":"L84","v":""},{"$f":"L94","v":""},{"$f":"L104","v":""},{"$f":"L114","v":""},null,null,null,null,null,null,null,null,null,null,null,null,null,null,null,null,null,null,null,null,null,null,null,null,null,null,{"$error":"#REF!"},1.7,{"$error":"#REF!"},{"$error":"#REF!"},{"$error":"#REF!"},null,null,null,null,null,null,null,null,null,null,null,null,null,null,null,{"$error":"#REF!"},1.7,{"$error":"#REF!"},{"$error":"#REF!"},{"$error":"#REF!"},null,null,null,null,null,null,null,null,null,null,null,null,null,null,null,{"$error":"#REF!"},1.7,{"$error":"#REF!"},{"$error":"#REF!"},{"$error":"#REF!"},null,null,null,null,null,null,null,null,null,null,null,null,null,null,null,{"$error":"#REF!"},1.7,{"$error":"#REF!"},{"$error":"#REF!"},{"$error":"#REF!"}]
[null,null,null,null,null,null,null,null,null,null,null,null,null,null,null,null,null,null,null,null,null,null,null,null,null,null,null,null,"Catchment 3",null,null,null,null,null,null,null,null,null,null,{"$error":"#REF!"},1.8,{"$error":"#REF!"},{"$error":"#REF!"},{"$error":"#REF!"},null,null,null,null,null,null,null,null,null,null,null,null,null,null,null,{"$error":"#REF!"},1.8,{"$error":"#REF!"},{"$error":"#REF!"},{"$error":"#REF!"},null,null,null,null,null,null,null,null,null,null,null,null,null,null,null,{"$error":"#REF!"},1.8,{"$error":"#REF!"},{"$error":"#REF!"},{"$error":"#REF!"},null,null,null,null,null,null,null,null,null,null,null,null,null,null,null,{"$error":"#REF!"},1.8,{"$error":"#REF!"},{"$error":"#REF!"},{"$error":"#REF!"}]
[null,null,null,null,null,null,null,null,null,null,null,null,null,null,null,null,null,null,null,null,null,null,null,null,null,null,null,null,{"$f":"IF($W$7=\"Yes\", \"Mass leaving\", \"Retention\")","v":"Retention"},null,null,null,null,null,null,null,null,null,null,{"$error":"#REF!"},1.9,{"$error":"#REF!"},{"$error":"#REF!"},{"$error":"#REF!"},null,null,null,null,null,null,null,null,null,null,null,null,null,null,null,{"$error":"#REF!"},1.9,{"$error":"#REF!"},{"$error":"#REF!"},{"$error":"#REF!"},null,null,null,null,null,null,null,null,null,null,null,null,null,null,null,{"$error":"#REF!"},1.9,{"$error":"#REF!"},{"$error":"#REF!"},{"$error":"#REF!"},null,null,null,null,null,null,null,null,null,null,null,null,null,null,null,{"$error":"#REF!"},1.9,{"$error":"#REF!"},{"$error":"#REF!"},{"$error":"#REF!"}]
[null,null,null,"N","P","N","P","N","P","N","P","Retention Amount:","Efficiency Provided:",null,null,null,null,null,null,null,null,null,null,null,null,null,null,null,{"$f":"IF($W$7=\"Yes\", \"N mass leaving [kg/yr]\", \"Retention Depth [in]\")","v":"Retention Depth [in]"},{"$f":"IF($W$7=\"Yes\", (1-$W$9/100)*'Watershed Characteristics'!$T$49, Swale!$N$25)","v":0},null,null,null,null,null,null,null,null,null,{"$error":"#REF!"},2,{"$error":"#REF!"},{"$error":"#REF!"},{"$error":"#REF!"},null,null,null,null,null,null,null,null,null,null,null,null,null,null,null,{"$error":"#REF!"},2,{"$error":"#REF!"},{"$error":"#REF!"},{"$error":"#REF!"},null,null,null,null,null,null,null,null,null,null,null,null,null,null,null,{"$error":"#REF!"},2,{"$error":"#REF!"},{"$error":"#REF!"},{"$error":"#REF!"},null,null,null,null,null,null,null,null,null,null,null,null,null,null,null,{"$error":"#REF!"},2,{"$error":"#REF!"},{"$error":"#REF!"},{"$error":"#REF!"}]
[null,null,null,0,0,0,0,0,0,0,0,0,null,0,null,null,null,null,null,null,null,null,null,null,null,null,null,null,{"$f":"IF($W$7=\"Yes\", \"P Mass leaving [kg/yr]\", \"\")","v":""},{"$f":"IF($W$7=\"Yes\", (1-$W$10/100)*'Watershed Characteristics'!$T$50, \"\")","v":""},null,null,null,null,null,null,null,null,null,{"$error":"#REF!"},2.1,{"$error":"#REF!"},{"$error":"#REF!"},{"$error":"#REF!"},null,null,null,null,null,null,null,null,null,null,null,null,null,null,null,{"$error":"#REF!"},2.1,{"$error":"#REF!"},{"$error":"#REF!"},{"$error":"#REF!"},null,null,null,null,null,null,null,null,null,null,null,null,null,null,null,{"$error":"#REF!"},2.1,{"$error":"#REF!"},{"$error":"#REF!"},{"$error":"#REF!"},null,null,null,null,null,null,null,null,null,null,null,null,null,null,null,{"$error":"#REF!"},2.1,{"$error":"#REF!"},{"$error":"#REF!"},{"$error":"#REF!"}]
[null,null,null,{"$f":"IF(IF(N58>=$U$9,1,0)>0,D57+1,IF(N58>=$U$9,1,0))","v":{"$error":"#REF!"}},{"$f":"IF(IF(N58>=$U$10,1,0)>0,E57+1,IF(N58>=$U$10,1,0))","v":{"$error":"#REF!"}},{"$f":"IF(IF(N58>=$V$9,1,0)>0,F57+1,IF(N58>=$V$9,1,0))","v":{"$error":"#REF!"}},{"$f":"IF(IF(N58>=$V$10,1,0)>0,G57+1,IF(N58>=$V$10,1,0))","v":{"$error":"#REF!"}},{"$f":"IF(IF(N58>=$W$9,1,0)>0,H57+1,IF(N58>=$W$9,1,0))","v":{"$error":"#REF!"}},{"$f":"IF(IF(N58>=$W$10,1,0)>0,I57+1,IF(N58>=$W$10,1,0))","v":{"$error":"#REF!"}},{"$f":"IF(IF(N58>=$X$9,1,0)>0,J57+1,IF(N58>=$X$9,1,0))","v":{"$error":"#REF!"}},{"$f":"IF(IF(N58>=$X$10,1,0)>0,K57+1,IF(N58>=$X$10,1,0))","v":{"$error":"#REF!"}},0.25,null,{"$f":"'Tree Well'!M57","v":{"$error":"#REF!"}},null,null,null,null,null,null,null,null,null,null,null,null,null,null,null,null,null,null,null,null,null,null,null,null,null,{"$error":"#REF!"},2.2000000000000002,{"$error":"#REF!"},{"$error":"#REF!"},{"$error":"#REF!"},null,null,null,null,null,null,null,null,null,null,null,null,null,null,null,{"$error":"#REF!"},2.2000000000000002,{"$error":"#REF!"},{"$error":"#REF!"},{"$error":"#REF!"},null,null,null,null,null,null,null,null,null,null,null,null,null,null,null,{"$error":"#REF!"},2.2000000000000002,{"$error":"#REF!"},{"$error":"#REF!"},{"$error":"#REF!"},null,null,null,null,null,null,null,null,null,null,null,null,null,null,null,{"$error":"#REF!"},2.2000000000000002,{"$error":"#REF!"},{"$error":"#REF!"},{"$error":"#REF!"}]
[null,null,null,{"$f":"IF(IF(N59>=$U$9,1,0)>0,D58+1,IF(N59>=$U$9,1,0))","v":{"$error":"#REF!"}},{"$f":"IF(IF(N59>=$U$10,1,0)>0,E58+1,IF(N59>=$U$10,1,0))","v":{"$error":"#REF!"}},{"$f":"IF(IF(N59>=$V$9,1,0)>0,F58+1,IF(N59>=$V$9,1,0))","v":{"$error":"#REF!"}},{"$f":"IF(IF(N59>=$V$10,1,0)>0,G58+1,IF(N59>=$V$10,1,0))","v":{"$error":"#REF!"}},{"$f":"IF(IF(N59>=$W$9,1,0)>0,H58+1,IF(N59>=$W$9,1,0))","v":{"$error":"#REF!"}},{"$f":"IF(IF(N59>=$W$10,1,0)>0,I58+1,IF(N59>=$W$10,1,0))","v":{"$error":"#REF!"}},{"$f":"IF(IF(N59>=$X$9,1,0)>0,J58+1,IF(N59>=$X$9,1,0))","v":{"$error":"#REF!"}},{"$f":"IF(IF(N59>=$X$10,1,0)>0,K58+1,IF(N59>=$X$10,1,0))","v":{"$error":"#REF!"}},0.5,null,{"$f":"'Tree Well'!M58","v":{"$error":"#REF!"}},null,null,null,null,null,null,null,null,null,null,null,null,null,null,null,null,null,null,null,null,null,null,null,null,null,{"$error":"#REF!"},2.2999999999999998,{"$error":"#REF!"},{"$error":"#REF!"},{"$error":"#REF!"},null,null,null,null,null,null,null,null,null,null,null,null,null,null,null,{"$error":"#REF!"},2.2999999999999998,{"$error":"#REF!"},{"$error":"#REF!"},{"$error":"#REF!"},null,null,null,null,null,null,null,null,null,null,null,null,null,null,null,{"$error":"#REF!"},2.2999999999999998,{"$error":"#REF!"},{"$error":"#REF!"},{"$error":"#REF!"},null,null,null,null,null,null,null,null,null,null,null,null,null,null,null,{"$error":"#REF!"},2.2999999999999998,{"$error":"#REF!"},{"$error":"#REF!"},{"$error":"#REF!"}]
[null,null,null,{"$error":"#REF!"},{"$error":"#REF!"},{"$error":"#REF!"},{"$error":"#REF!"},{"$error":"#REF!"},{"$error":"#REF!"},{"$error":"#REF!"},{"$error":"#REF!"},0.75,null,{"$f":"'Tree Well'!M59","v":{"$error":"#REF!"}},null,null,null,null,null,null,null,null,null,null,null,null,null,null,"Catchment 4",null,null,null,null,null,null,null,null,null,null,{"$error":"#REF!"},2.4,{"$error":"#REF!"},{"$error":"#REF!"},{"$error":"#REF!"},null,null,null,null,null,null,null,null,null,null,null,null,null,null,null,{"$error":"#REF!"},2.4,{"$error":"#REF!"},{"$error":"#REF!"},{"$error":"#REF!"},null,null,null,null,null,null,null,null,null,null,null,null,null,null,null,{"$error":"#REF!"},2.4,{"$error":"#REF!"},{"$error":"#REF!"},{"$error":"#REF!"},null,null,null,null,null,null,null,null,null,null,null,null,null,null,null,{"$error":"#REF!"},2.4,{"$error":"#REF!"},{"$error":"#REF!"},{"$error":"#REF!"}]
[null,null,null,{"$error":"#REF!"},{"$error":"#REF!"},{"$error":"#REF!"},{"$error":"#REF!"},{"$error":"#REF!"},{"$error":"#REF!"},{"$error":"#REF!"},{"$error":"#REF!"},1,null,{"$f":"'Tree Well'!M60","v":{"$error":"#REF!"}},null,null,null,null,null,null,null,null,null,null,null,null,null,null,{"$f":"IF($X$7=\"Yes\", \"Mass leaving\", \"Retention\")","v":"Retention"},null,null,null,null,null,null,null,null,null,null,{"$error":"#REF!"},2.5,{"$error":"#REF!"},{"$error":"#REF!"},{"$error":"#REF!"},null,null,null,null,null,null,null,null,null,null,null,null,null,null,null,{"$error":"#REF!"},2.5,{"$error":"#REF!"},{"$error":"#REF!"},{"$error":"#REF!"},null,null,null,null,null,null,null,null,null,null,null,null,null,null,null,{"$error":"#REF!"},2.5,{"$error":"#REF!"},{"$error":"#REF!"},{"$error":"#REF!"},null,null,null,null,null,null,null,null,null,null,null,null,null,null,null,{"$error":"#REF!"},2.5,{"$error":"#REF!"},{"$error":"#REF!"},{"$error":"#REF!"}]
[null,null,null,{"$error":"#REF!"},{"$error":"#REF!"},{"$error":"#REF!"},{"$error":"#REF!"},{"$error":"#REF!"},{"$error":"#REF!"},{"$error":"#REF!"},{"$error":"#REF!"},1.25,null,{"$f":"'Tree Well'!M61","v":{"$error":"#REF!"}},null,null,null,null,null,null,null,null,null,null,null,null,null,null,{"$f":"IF($X$7=\"Yes\", \"N mass leaving [kg/yr]\", \"Retention Depth [in]\")","v":"Retention Depth [in]"},{"$f":"IF($X$7=\"Yes\", (1-$X$9/100)*'Watershed Characteristics'!$T$64, Swale!$O$25)","v":0}]
[null,null,null,{"$error":"#REF!"},{"$error":"#REF!"},{"$error":"#REF!"},{"$error":"#REF!"},{"$error":"#REF!"},{"$error":"#REF!"},{"$error":"#REF!"},{"$error":"#REF!"},1.5,null,{"$f":"'Tree Well'!M62","v":{"$error":"#REF!"}},null,null,null,null,null,null,null,null,null,null,null,null,null,null,{"$f":"IF($X$7=\"Yes\", \"P Mass leaving [kg/yr]\", \"\")","v":""},{"$f":"IF($X$7=\"Yes\", (1-$X$10/100)*'Watershed Characteristics'!$T$65, \"\")","v":""}]
[null,null,null,{"$error":"#REF!"},{"$error":"#REF!"},{"$error":"#REF!"},{"$error":"#REF!"},{"$error":"#REF!"},{"$error":"#REF!"},{"$error":"#REF!"},{"$error":"#REF!"},1.75,null,{"$f":"'Tree Well'!M63","v":{"$error":"#REF!"}}]
[null,null,null,{"$error":"#REF!"},{"$error":"#REF!"},{"$error":"#REF!"},{"$error":"#REF!"},{"$error":"#REF!"},{"$error":"#REF!"},{"$error":"#REF!"},{"$error":"#REF!"},2,null,{"$f":"'Tree Well'!M64","v":{"$error":"#REF!"}}]
[null,null,null,{"$error":"#REF!"},{"$error":"#REF!"},{"$error":"#REF!"},{"$error":"#REF!"},{"$error":"#REF!"},{"$error":"#REF!"},{"$error":"#REF!"},{"$error":"#REF!"},2.25,null,{"$f":"'Tree Well'!M65","v":{"$error":"#REF!"}}]
[null,null,null,{"$error":"#REF!"},{"$error":"#REF!"},{"$error":"#REF!"},{"$error":"#REF!"},{"$error":"#REF!"},{"$error":"#REF!"},{"$error":"#REF!"},{"$error":"#REF!"},2.5,null,{"$f":"'Tree Well'!M66","v":{"$error":"#REF!"}}]
[null,null,null,{"$error":"#REF!"},{"$error":"#REF!"},{"$error":"#REF!"},{"$error":"#REF!"},{"$error":"#REF!"},{"$error":"#REF!"},{"$error":"#REF!"},{"$error":"#REF!"},2.75,null,{"$f":"'Tree Well'!M67","v":{"$error":"#REF!"}}]
[null,null,null,{"$error":"#REF!"},{"$error":"#REF!"},{"$error":"#REF!"},{"$error":"#REF!"},{"$error":"#REF!"},{"$error":"#REF!"},{"$error":"#REF!"},{"$error":"#REF!"},3,null,{"$f":"'Tree Well'!M68","v":{"$error":"#REF!"}}]
[null,null,null,{"$error":"#REF!"},{"$error":"#REF!"},{"$error":"#REF!"},{"$error":"#REF!"},{"$error":"#REF!"},{"$error":"#REF!"},{"$error":"#REF!"},{"$error":"#REF!"},3.25,null,{"$f":"'Tree Well'!M69","v":{"$error":"#REF!"}}]
[null,null,null,{"$error":"#REF!"},{"$error":"#REF!"},{"$error":"#REF!"},{"$error":"#REF!"},{"$error":"#REF!"},{"$error":"#REF!"},{"$error":"#REF!"},{"$error":"#REF!"},3.5,null,{"$f":"'Tree Well'!M70","v":{"$error":"#REF!"}}]
[null,null,null,{"$error":"#REF!"},{"$error":"#REF!"},{"$error":"#REF!"},{"$error":"#REF!"},{"$error":"#REF!"},{"$error":"#REF!"},{"$error":"#REF!"},{"$error":"#REF!"},3.75,null,{"$f":"'Tree Well'!M71","v":{"$error":"#REF!"}}]
[null,null,null,{"$error":"#REF!"},{"$error":"#REF!"},{"$error":"#REF!"},{"$error":"#REF!"},{"$error":"#REF!"},{"$error":"#REF!"},{"$error":"#REF!"},{"$error":"#REF!"},4,null,{"$f":"'Tree Well'!M72","v":{"$error":"#REF!"}}]
[]
[null,null,null,null,null,null,null,null,null,null,"Interpolation for Retention Amount:"]
[null,null,null,null,null,null,null,null,null,null,null,"Catch 1"]
[null,null,null,null,null,null,null,null,null,null,null,{"$f":"VLOOKUP(0,D57:N73,9)","v":0},{"$f":"VLOOKUP(0,D57:N73,11)","v":0}]
[null,null,null,null,null,null,null,null,null,null,null,{"$f":"VLOOKUP(1,D57:N73,9)","v":0},{"$f":"VLOOKUP(1,D57:N73,11)","v":0}]
[null,null,null,null,null,null,null,null,null,null,"N",{"$f":"IF($U$9=0,\"\",(IF($U$9>N73,L73,L77+(($U$9-M77)/(M78-M77)*(L78-L77)))))","v":""}]
[]
[null,null,null,null,null,null,null,null,null,null,null,"Catch 1"]
[null,null,null,null,null,null,null,null,null,null,null,{"$f":"VLOOKUP(0,E57:N73,8)","v":0},{"$f":"VLOOKUP(0,E57:N73,10)","v":0}]
[null,null,null,null,null,null,null,null,null,null,null,{"$f":"VLOOKUP(1,E57:N73,8)","v":0},{"$f":"VLOOKUP(1,E57:N73,10)","v":0}]
[null,null,null,null,null,null,null,null,null,null,"P",{"$f":"IF($U$10=0,\"\",(IF($U$10>N73,L73,L82+(($U$10-M82)/(M83-M82)*(L83-L82)))))","v":""}]
[]
[null,null,null,null,null,null,null,null,null,null,null,"Catch 2"]
[null,null,null,null,null,null,null,null,null,null,null,{"$f":"VLOOKUP(0,F57:N73,7)","v":0},{"$f":"VLOOKUP(0,F57:N73,9)","v":0}]
[null,null,null,null,null,null,null,null,null,null,null,{"$f":"VLOOKUP(1,F57:N73,7)","v":0},{"$f":"VLOOKUP(1,F57:N73,9)","v":0}]
[null,null,null,null,null,null,null,null,null,null,"N",{"$f":"IF($V$9=0,\"\",(IF($V$9>N73,L73,L87+(($V$9-M87)/(M88-M87)*(L88-L87)))))","v":""}]
[]
[null,null,null,null,null,null,null,null,null,null,null,"Catch 2"]
[null,null,null,null,null,null,null,null,null,null,null,{"$f":"VLOOKUP(0,G57:N73,6)","v":0},{"$f":"VLOOKUP(0,G57:N73,8)","v":0}]
[null,null,null,null,null,null,null,null,null,null,null,{"$f":"VLOOKUP(1,G57:N73,6)","v":0},{"$f":"VLOOKUP(1,G57:N73,8)","v":0}]
[null,null,null,null,null,null,null,null,null,null,"P",{"$f":"IF($V$10=0,\"\",(IF($V$10>N73,L73,L92+(($V$10-M92)/(M93-M92)*(L93-L92)))))","v":""}]
[]
[null,null,null,null,null,null,null,null,null,null,null,"Catch 3"]
[null,null,null,null,null,null,null,null,null,null,null,{"$f":"VLOOKUP(0,H57:N73,5)","v":0},{"$f":"VLOOKUP(0,H57:N73,7)","v":0}]
[null,null,null,null,null,null,null,null,null,null,null,{"$f":"VLOOKUP(1,H57:N73,5)","v":0},{"$f":"VLOOKUP(1,H57:N73,7)","v":0}]
[null,null,null,null,null,null,null,null,null,null,"N",{"$f":"IF($W$9=0,\"\",(IF($W$9>N73,L73,L97+(($W$9-M97)/(M98-M97)*(L98-L97)))))","v":""}]
[]
[null,null,null,null,null,null,null,null,null,null,null,"Catch 3"]
[null,null,null,null,null,null,null,null,null,null,null,{"$f":"VLOOKUP(0,I57:N73,4)","v":0},{"$f":"VLOOKUP(0,I57:N73,6)","v":0}]
[null,null,null,null,null,null,null,null,null,null,null,{"$f":"VLOOKUP(1,I57:N73,4)","v":0},{"$f":"VLOOKUP(1,I57:N73,6)","v":0}]
[null,null,null,null,null,null,null,null,null,null,"P",{"$f":"IF($W$10=0,\"\",(IF($W$10>N73,L73,L102+(($W$10-M102)/(M103-M102)*(L103-L102)))))","v":""}]
[]
[null,null,null,null,null,null,null,null,null,null,null,"Catch 4"]
[null,null,null,null,null,null,null,null,null,null,null,{"$f":"VLOOKUP(0,J57:N73,3)","v":0},{"$f":"VLOOKUP(0,J57:N73,5)","v":0}]
[null,null,null,null,null,null,null,null,null,null,null,{"$f":"VLOOKUP(1,J57:N73,3)","v":0},{"$f":"VLOOKUP(1,J57:N73,5)","v":0}]
[null,null,null,null,null,null,null,null,null,null,"N",{"$f":"IF($X$9=0,\"\",(IF($X$9>N73,L73,L107+(($X$9-M107)/(M108-M107)*(L108-L107)))))","v":""}]
[]
[null,null,null,null,null,null,null,null,null,null,null,"Catch 4"]
[null,null,null,null,null,null,null,null,null,null,null,{"$f":"VLOOKUP(0,K57:N73,2)","v":0},{"$f":"VLOOKUP(0,K57:N73,4)","v":0}]
[null,null,null,null,null,null,null,null,null,null,null,{"$f":"VLOOKUP(1,K57:N73,2)","v":0},{"$f":"VLOOKUP(1,K57:N73,4)","v":0}]
[null,null,null,null,null,null,null,null,null,null,"P",{"$f":"IF($X$10=0,\"\",(IF($X$10>N73,L73,L112+(($X$10-M112)/(M113-M112)*(L113-L112)))))","v":""}]

{"sheet":"Rain Garden","index":20,"n_rows":113,"n_cols":65,"rows_kept":113,"cut":false,"hidden":false,"merged":[[75,28,75,31],[3,1,4,10],[12,11,13,22],[14,11,20,22],[5,11,8,22],[42,11,44,22],[21,11,41,22],[22,8,25,10],[26,8,45,10],[22,1,45,7],[12,1,12,3],[1,11,1,15],[1,16,1,22],[2,11,2,15],[2,16,2,22],[1,1,2,9],[1,10,2,10],[0,26,0,34],[0,36,0,44],[1,37,1,38],[1,39,1,40],[20,37,20,40],[1,29,1,30],[1,27,1,28],[20,27,20,30],[0,46,0,54],[1,47,1,48],[1,49,1,50],[20,47,20,50],[0,56,0,64],[1,57,1,58],[1,59,1,60],[20,57,20,60],[66,59,67,59],[70,59,71,59],[66,29,67,29],[70,29,71,29],[66,39,67,39],[70,39,71,39],[66,49,67,49],[70,49,71,49],[109,10,109,11],[54,11,54,12],[73,9,73,12],[74,10,74,11],[79,10,79,11],[84,10,84,11],[89,10,89,11],[94,10,94,11],[99,10,99,11],[104,10,104,11]]}
[null,null,null,null,null,null,null,null,null,null,null,null,null,null,null,null,null,null,null,null,null,null,null,null,null,null,"Catchment 1",null,null,null,null,null,null,null,null,null,"Catchment 2",null,null,null,null,null,null,null,null,null,"Catchment 3",null,null,null,null,null,null,null,null,null,"Catchment 4"]
[null,"RAIN GARDEN ",null,null,null,null,null,null,null,null,{"$f":"'General Site Information'!G2:G3","v":"V 7.6"},"Blue Numbers = ",null,null,null,null,"Input data",null,null,null,null,null,null,null,null,null,null,"Retention Amount:",null,"Efficiency Provided:",null,null,"Retention:","R",null,null,null,"Retention Amount:",null,"Efficiency Provided:",null,null,"Retention:","R",null,null,null,"Retention Amount:",null,"Efficiency Provided:",null,null,"Retention:","R",null,null,null,"Retention Amount:",null,"Efficiency Provided:",null,null,"Retention:","R"]
[null,null,null,null,null,null,null,null,null,null,null,"Red Numbers =",null,null,null,null,"Calculated or Carryover",null,null,null,null,null,null,null,null,null,null,0,0,null,0,null,"N:",{"$f":"IF(ISERROR(IF($G$10>AC19,AE19,AD23+(($G$10-AC23)/(AC24-AC23)*(AD24-AD23))))=TRUE,0,(IF($G$10>AC19,AE19,AD23+(($G$10-AC23)/(AC24-AC23)*(AD24-AD23)))))","v":0},null,null,null,0,0,null,0,null,"N:",{"$f":"IF(ISERROR(IF($H$10>AM19,AO19,AN23+(($H$10-AM23)/(AM24-AM23)*(AN24-AN23))))=TRUE,0,(IF($H$10>AM19,AO19,AN23+(($H$10-AM23)/(AM24-AM23)*(AN24-AN23)))))","v":0},null,null,null,0,0,null,0,null,"N:",{"$f":"IF(ISERROR(IF($I$10>AW19,AY19,AX23+(($I$10-AW23)/(AW24-AW23)*(AX24-AX23))))=TRUE,0,(IF($I$10>AW19,AY19,AX23+(($I$10-AW23)/(AW24-AW23)*(AX24-AX23)))))","v":0},null,null,null,0,0,null,0,null,"N:",{"$f":"IF(ISERROR(IF($J$10>BG19,BI19,BH23+(($J$10-BG23)/(BG24-BG23)*(BH24-BH23))))=TRUE,0,(IF($J$10>BG19,BI19,BH23+(($J$10-BG23)/(BG24-BG23)*(BH24-BH23)))))","v":0}]
[null,"These are depressed areas in a landscape for the storage of runoff water.  ",null,null,null,null,null,null,null,null,null,null,null,null,null,null,null,null,null,null,null,null,null,null,null,null,null,{"$f":"IF(IF(AC4>=$G$10,1,0)>0,AB3+1,IF(AC4>=$G$10,1,0))","v":1},0.25,null,{"$f":"'Stormwater Treatment Analysis'!$AC$54","v":{"$error":"#REF!"}},null,"P:",{"$f":"IF(ISERROR(IF($G$10>AC19,AE19,AD23+(($G$10-AC23)/(AC24-AC23)*(AD24-AD23))))=TRUE,0,(IF($G$10>AC19,AE19,AD23+(($G$10-AC23)/(AC24-AC23)*(AD24-AD23)))))","v":0},null,null,null,{"$f":"IF(IF(AM4>=$H$10,1,0)>0,AL3+1,IF(AM4>=$H$10,1,0))","v":1},0.25,null,{"$f":"'Stormwater Treatment Analysis'!$AC$54","v":{"$error":"#REF!"}},null,"P:",{"$f":"IF(ISERROR(IF($H$10>AM19,AO19,AN23+(($H$10-AM23)/(AM24-AM23)*(AN24-AN23))))=TRUE,0,(IF($H$10>AM19,AO19,AN23+(($H$10-AM23)/(AM24-AM23)*(AN24-AN23)))))","v":0},null,null,null,{"$f":"IF(IF(AW4>=$I$10,1,0)>0,AV3+1,IF(AW4>=$I$10,1,0))","v":1},0.25,null,{"$f":"'Stormwater Treatment Analysis'!$AC$54","v":{"$error":"#REF!"}},null,"P:",{"$f":"IF(ISERROR(IF($I$10>AW19,AY19,AX23+(($I$10-AW23)/(AW24-AW23)*(AX24-AX23))))=TRUE,0,(IF($I$10>AW19,AY19,AX23+(($I$10-AW23)/(AW24-AW23)*(AX24-AX23)))))","v":0},null,null,null,{"$f":"IF(IF(BG4>=$J$10,1,0)>0,BF3+1,IF(BG4>=$J$10,1,0))","v":1},0.25,null,{"$f":"'Stormwater Treatment Analysis'!$AC$54","v":{"$error":"#REF!"}},null,"P:",{"$f":"IF(ISERROR(IF($J$10>BG19,BI19,BH23+(($J$10-BG23)/(BG24-BG23)*(BH24-BH23))))=TRUE,0,(IF($J$10>BG19,BI19,BH23+(($J$10-BG23)/(BG24-BG23)*(BH24-BH23)))))","v":0}]
[null,null,null,null,null,null,null,null,null,null,null,null,null,null,null,null,null,null,null,null,null,null,null,null,null,null,null,{"$f":"IF(IF(AC5>=$G$10,1,0)>0,AB4+1,IF(AC5>=$G$10,1,0))","v":2},0.5,null,{"$f":"'Stormwater Treatment Analysis'!$AC$75","v":{"$error":"#REF!"}},null,null,null,null,null,null,{"$f":"IF(IF(AM5>=$H$10,1,0)>0,AL4+1,IF(AM5>=$H$10,1,0))","v":2},0.5,null,{"$f":"'Stormwater Treatment Analysis'!$AC$75","v":{"$error":"#REF!"}},null,null,null,null,null,null,{"$f":"IF(IF(AW5>=$I$10,1,0)>0,AV4+1,IF(AW5>=$I$10,1,0))","v":2},0.5,null,{"$f":"'Stormwater Treatment Analysis'!$AC$75","v":{"$error":"#REF!"}},null,null,null,null,null,null,{"$f":"IF(IF(BG5>=$J$10,1,0)>0,BF4+1,IF(BG5>=$J$10,1,0))","v":2},0.5,null,{"$f":"'Stormwater Treatment Analysis'!$AC$75","v":{"$error":"#REF!"}}]
[null,"Loadings from BMP area are contained by the BMP, thus no BMP area load.",null,null,null,null,"Catchment 1","Catchment 2","Catchment3","Catchment 4",null,"REQUIRED REMAINING TREATMENT EFFICIENCIES OF TREATMENT SYSTEM IN SERIES WITH RAIN GARDEN. USE FOR SIZING OF TREATMENT SYSTEM IN SERIES WITH RAIN GARDEN. ",null,null,null,null,null,null,null,null,null,null,null,null,null,null,null,3,0.75,null,{"$f":"'Stormwater Treatment Analysis'!$AC$96","v":{"$error":"#REF!"}},null,"Detention:","R",null,null,null,3,0.75,null,{"$f":"'Stormwater Treatment Analysis'!$AC$96","v":{"$error":"#REF!"}},null,"Detention:","R",null,null,null,3,0.75,null,{"$f":"'Stormwater Treatment Analysis'!$AC$96","v":{"$error":"#REF!"}},null,"Detention:","R",null,null,null,3,0.75,null,{"$f":"'Stormwater Treatment Analysis'!$AC$96","v":{"$error":"#REF!"}},null,"Detention:","R"]
[null,"Contributing catchment area:",null,null,null,null,{"$f":"'Watershed Characteristics'!$G$15-'Watershed Characteristics'!$G$20","v":0},{"$f":"'Watershed Characteristics'!$G$30-'Watershed Characteristics'!$G$35","v":0},{"$f":"'Watershed Characteristics'!$G$45-'Watershed Characteristics'!$G$50","v":0},{"$f":"'Watershed Characteristics'!$G$60-'Watershed Characteristics'!$G$65","v":0},"ac",null,null,null,null,null,null,null,null,null,null,null,null,null,null,null,null,4,1,null,{"$f":"'Stormwater Treatment Analysis'!$AC$117","v":{"$error":"#REF!"}},null,"N:",{"$f":"(AH3*(AH18/100))","v":{"$error":"#N/A"}},null,null,null,4,1,null,{"$f":"'Stormwater Treatment Analysis'!$AC$117","v":{"$error":"#REF!"}},null,"N:",{"$f":"(AR3*(AR18/100))","v":{"$error":"#N/A"}},null,null,null,4,1,null,{"$f":"'Stormwater Treatment Analysis'!$AC$117","v":{"$error":"#REF!"}},null,"N:",{"$f":"(BB3*(BB18/100))","v":{"$error":"#N/A"}},null,null,null,4,1,null,{"$f":"'Stormwater Treatment Analysis'!$AC$117","v":{"$error":"#REF!"}},null,"N:",{"$f":"(BL3*(BL18/100))","v":{"$error":"#N/A"}}]
[null,"Required treatment efficiency (Nitrogen):",null,null,null,null,{"$f":"IFERROR('Watershed Characteristics'!$AE$46,\"\")","v":""},{"$f":"IFERROR('Watershed Characteristics'!$AE$47,\"\")","v":""},{"$f":"IFERROR('Watershed Characteristics'!$AE$48,\"\")","v":""},{"$f":"IFERROR('Watershed Characteristics'!$AE$49,\"\")","v":""},"%",null,null,null,null,null,null,null,null,null,null,null,null,null,null,null,null,5,1.25,null,{"$f":"'Stormwater Treatment Analysis'!$AC$138","v":{"$error":"#REF!"}},null,"P:",{"$f":"(AH4*(AI18/100))","v":{"$error":"#N/A"}},null,null,null,5,1.25,null,{"$f":"'Stormwater Treatment Analysis'!$AC$138","v":{"$error":"#REF!"}},null,"P:",{"$f":"(AR4*(AS18/100))","v":{"$error":"#N/A"}},null,null,null,5,1.25,null,{"$f":"'Stormwater Treatment Analysis'!$AC$138","v":{"$error":"#REF!"}},null,"P:",{"$f":"(BB4*(BC18/100))","v":{"$error":"#N/A"}},null,null,null,5,1.25,null,{"$f":"'Stormwater Treatment Analysis'!$AC$138","v":{"$error":"#REF!"}},null,"P:",{"$f":"(BL4*(BM18/100))","v":{"$error":"#N/A"}}]
[null,"Required treatment efficiency (Phosphorus):",null,null,null,null,{"$f":"IFERROR('Watershed Characteristics'!$AF$46,\"\")","v":""},{"$f":"IFERROR('Watershed Characteristics'!$AF$47,\"\")","v":""},{"$f":"IFERROR('Watershed Characteristics'!$AF$48,\"\")","v":""},{"$f":"IFERROR('Watershed Characteristics'!$AF$49,\"\")","v":""},"%",null,null,null,null,null,null,null,null,null,null,null,null,null,null,null,null,6,1.5,null,{"$f":"'Stormwater Treatment Analysis'!$AC$159","v":{"$error":"#REF!"}},null,null,null,null,null,null,6,1.5,null,{"$f":"'Stormwater Treatment Analysis'!$AC$159","v":{"$error":"#REF!"}},null,null,null,null,null,null,6,1.5,null,{"$f":"'Stormwater Treatment Analysis'!$AC$159","v":{"$error":"#REF!"}},null,null,null,null,null,null,6,1.5,null,{"$f":"'Stormwater Treatment Analysis'!$AC$159","v":{"$error":"#REF!"}}]
[null,"Provided retention depth for hydraulic capture efficiency (see below):",null,null,null,null,{"$f":"$G$22","v":0},{"$f":"$H$22","v":0},{"$f":"$I$22","v":0},{"$f":"$J$22","v":0},"in",null,null,null,null,null,null,null,"Catchment 1","Catchment 2","Catchment3","Catchment 4",null,null,null,null,null,7,1.75,null,{"$f":"'Stormwater Treatment Analysis'!$AC$180","v":{"$error":"#REF!"}},null,{"$f":"'Media Mixes'!$B$2","v":"MIX:"},"TN(%)","TP(%)",null,null,7,1.75,null,{"$f":"'Stormwater Treatment Analysis'!$AC$180","v":{"$error":"#REF!"}},null,{"$f":"'Media Mixes'!$B$2","v":"MIX:"},"TN(%)","TP(%)",null,null,7,1.75,null,{"$f":"'Stormwater Treatment Analysis'!$AC$180","v":{"$error":"#REF!"}},null,{"$f":"'Media Mixes'!$B$2","v":"MIX:"},"TN(%)","TP(%)",null,null,7,1.75,null,{"$f":"'Stormwater Treatment Analysis'!$AC$180","v":{"$error":"#REF!"}},null,{"$f":"'Media Mixes'!$B$2","v":"MIX:"},"TN(%)","TP(%)"]
[null,"Provided retention volume for hydraulic capture efficiency:",null,null,null,null,{"$f":"IF(ISERROR(($G$10/12)*$G$7)=TRUE,0,($G$10/12)*$G$7)","v":0},{"$f":"IF(ISERROR(($H$10/12)*$H$7)=TRUE,0,($H$10/12)*$H$7)","v":0},{"$f":"IF(ISERROR(($I$10/12)*$I$7)=TRUE,0,($I$10/12)*$I$7)","v":0},{"$f":"IF(ISERROR(($J$10/12)*$J$7)=TRUE,0,($J$10/12)*$J$7)","v":0},"ac-ft","Remaining treatment efficiency needed (Nitrogen):",null,null,null,null,null,null,{"$f":"IFERROR(IF(((($G$8/100)-($G$14/100))/(1-($G$14/100))*100)<0,0,(((G$8/100)-($G$14/100))/(1-($G$14/100))*100)),\"\")","v":""},{"$f":"IFERROR(IF(((($H$8/100)-($H$14/100))/(1-($H$14/100))*100)<0,0,(((H$8/100)-($H$14/100))/(1-($H$14/100))*100)),\"\")","v":""},{"$f":"IFERROR(IF(((($I$8/100)-($I$14/100))/(1-($I$14/100))*100)<0,0,(((I$8/100)-($I$14/100))/(1-($I$14/100))*100)),\"\")","v":""},{"$f":"IFERROR(IF(((($J$8/100)-($J$14/100))/(1-($J$14/100))*100)<0,0,(((J$8/100)-($J$14/100))/(1-($J$14/100))*100)),\"\")","v":""},"%",null,null,null,null,8,2,null,{"$f":"'Stormwater Treatment Analysis'!$AC$201","v":{"$error":"#REF!"}},null,{"$f":"'Media Mixes'!$B$3","v":"B&G ECT"},{"$f":"'Media Mixes'!$C$3","v":55},{"$f":"'Media Mixes'!$D$3","v":65},null,null,8,2,null,{"$f":"'Stormwater Treatment Analysis'!$AC$201","v":{"$error":"#REF!"}},null,{"$f":"'Media Mixes'!$B$3","v":"B&G ECT"},{"$f":"'Media Mixes'!$C$3","v":55},{"$f":"'Media Mixes'!$D$3","v":65},null,null,8,2,null,{"$f":"'Stormwater Treatment Analysis'!$AC$201","v":{"$error":"#REF!"}},null,{"$f":"'Media Mixes'!$B$3","v":"B&G ECT"},{"$f":"'Media Mixes'!$C$3","v":55},{"$f":"'Media Mixes'!$D$3","v":65},null,null,8,2,null,{"$f":"'Stormwater Treatment Analysis'!$AC$201","v":{"$error":"#REF!"}},null,{"$f":"'Media Mixes'!$B$3","v":"B&G ECT"},{"$f":"'Media Mixes'!$C$3","v":55},{"$f":"'Media Mixes'!$D$3","v":65}]
[null,"Is this a retention or detention system?",null,null,null,null,null,null,null,null,null,"Required pre-treatment efficiency (Phosphorus):",null,null,null,null,null,null,{"$f":"IFERROR(IF(((($G$9/100)-($G$15/100))/(1-($G$15/100))*100)<0,0,(((G$9/100)-($G$15/100))/(1-($G$15/100))*100)),\"\")","v":""},{"$f":"IFERROR(IF(((($H$9/100)-($H$15/100))/(1-($H$15/100))*100)<0,0,(((H$9/100)-($H$15/100))/(1-($H$15/100))*100)),\"\")","v":""},{"$f":"IFERROR(IF(((($I$9/100)-($I$15/100))/(1-($I$15/100))*100)<0,0,(((I$9/100)-($I$15/100))/(1-($I$15/100))*100)),\"\")","v":""},{"$f":"IFERROR(IF(((($J$9/100)-($J$15/100))/(1-($J$15/100))*100)<0,0,(((J$9/100)-($J$15/100))/(1-($J$15/100))*100)),\"\")","v":""},"%",null,null,null,null,9,2.25,null,{"$f":"'Stormwater Treatment Analysis'!$AC$222","v":{"$error":"#REF!"}},null,{"$f":"'Media Mixes'!$B$4","v":"B&G OTE"},{"$f":"'Media Mixes'!$C$4","v":45},{"$f":"'Media Mixes'!$D$4","v":45},null,null,9,2.25,null,{"$f":"'Stormwater Treatment Analysis'!$AC$222","v":{"$error":"#REF!"}},null,{"$f":"'Media Mixes'!$B$4","v":"B&G OTE"},{"$f":"'Media Mixes'!$C$4","v":45},{"$f":"'Media Mixes'!$D$4","v":45},null,null,9,2.25,null,{"$f":"'Stormwater Treatment Analysis'!$AC$222","v":{"$error":"#REF!"}},null,{"$f":"'Media Mixes'!$B$4","v":"B&G OTE"},{"$f":"'Media Mixes'!$C$4","v":45},{"$f":"'Media Mixes'!$D$4","v":45},null,null,9,2.25,null,{"$f":"'Stormwater Treatment Analysis'!$AC$222","v":{"$error":"#REF!"}},null,{"$f":"'Media Mixes'!$B$4","v":"B&G OTE"},{"$f":"'Media Mixes'!$C$4","v":45},{"$f":"'Media Mixes'!$D$4","v":45}]
[null,"Select media mix",null,null,null,null,null,null,null,null,null,null,null,null,null,null,null,null,null,null,null,null,null,null,null,null,null,10,2.5,null,{"$f":"'Stormwater Treatment Analysis'!$AC$243","v":{"$error":"#REF!"}},null,{"$f":"'Media Mixes'!$B$5","v":"B&G ECT3"},{"$f":"'Media Mixes'!$C$5","v":25},{"$f":"'Media Mixes'!$D$5","v":25},null,null,10,2.5,null,{"$f":"'Stormwater Treatment Analysis'!$AC$243","v":{"$error":"#REF!"}},null,{"$f":"'Media Mixes'!$B$5","v":"B&G ECT3"},{"$f":"'Media Mixes'!$C$5","v":25},{"$f":"'Media Mixes'!$D$5","v":25},null,null,10,2.5,null,{"$f":"'Stormwater Treatment Analysis'!$AC$243","v":{"$error":"#REF!"}},null,{"$f":"'Media Mixes'!$B$5","v":"B&G ECT3"},{"$f":"'Media Mixes'!$C$5","v":25},{"$f":"'Media Mixes'!$D$5","v":25},null,null,10,2.5,null,{"$f":"'Stormwater Treatment Analysis'!$AC$243","v":{"$error":"#REF!"}},null,{"$f":"'Media Mixes'!$B$5","v":"B&G ECT3"},{"$f":"'Media Mixes'!$C$5","v":25},{"$f":"'Media Mixes'!$D$5","v":25}]
[null,"Provided treatment efficiency (Nitrogen):",null,null,null,null,{"$f":"IF(ISERROR(IF($G$12=\"Retention\",AH3,AH7))=TRUE,0,(IF($G$12=\"Retention\",AH3,AH7)))","v":0},{"$f":"IF(ISERROR(IF($H$12=\"Retention\",AR3,AR7))=TRUE,0,(IF($H$12=\"Retention\",AR3,AR7)))","v":0},{"$f":"IF(ISERROR(IF($I$12=\"Retention\",BB3,BB7))=TRUE,0,(IF($I$12=\"Retention\",BB3,BB7)))","v":0},{"$f":"IF(ISERROR(IF($J$12=\"Retention\",BL3,BL7))=TRUE,0,(IF($J$12=\"Retention\",BL3,BL7)))","v":0},null,null,null,null,null,null,null,null,null,null,null,null,null,null,null,null,null,11,2.75,null,{"$f":"'Stormwater Treatment Analysis'!$AC$264","v":{"$error":"#REF!"}},null,{"$f":"'Media Mixes'!$B$6","v":"SAT"},{"$f":"'Media Mixes'!$C$6","v":30},{"$f":"'Media Mixes'!$D$6","v":60},null,null,{"$f":"IF(IF(AM14>=$H$10,1,0)>0,AL13+1,IF(AM14>=$H$10,1,0))","v":11},2.75,null,{"$f":"'Stormwater Treatment Analysis'!$AC$264","v":{"$error":"#REF!"}},null,{"$f":"'Media Mixes'!$B$6","v":"SAT"},{"$f":"'Media Mixes'!$C$6","v":30},{"$f":"'Media Mixes'!$D$6","v":60},null,null,11,2.75,null,{"$f":"'Stormwater Treatment Analysis'!$AC$264","v":{"$error":"#REF!"}},null,{"$f":"'Media Mixes'!$B$6","v":"SAT"},{"$f":"'Media Mixes'!$C$6","v":30},{"$f":"'Media Mixes'!$D$6","v":60},null,null,11,2.75,null,{"$f":"'Stormwater Treatment Analysis'!$AC$264","v":{"$error":"#REF!"}},null,{"$f":"'Media Mixes'!$B$6","v":"SAT"},{"$f":"'Media Mixes'!$C$6","v":30},{"$f":"'Media Mixes'!$D$6","v":60}]
[null,"Provided treatment efficiency (Phosphorus):",null,null,null,null,{"$f":"IF(ISERROR(IF($G$12=\"Retention\",AH4,AH8))=TRUE,0,(IF($G$12=\"Retention\",AH4,AH8)))","v":0},{"$f":"IF(ISERROR(IF($H$12=\"Retention\",AR4,AR8))=TRUE,0,(IF($H$12=\"Retention\",AR4,AR8)))","v":0},{"$f":"IF(ISERROR(IF($I$12=\"Retention\",BB4,BB8))=TRUE,0,(IF($I$12=\"Retention\",BB4,BB8)))","v":0},{"$f":"IF(ISERROR(IF($J$12=\"Retention\",BL4,BL8))=TRUE,0,(IF($J$12=\"Retention\",BL4,BL8)))","v":0},null,null,null,null,null,null,null,null,null,null,null,null,null,null,null,null,null,12,3,null,{"$f":"'Stormwater Treatment Analysis'!$AC$285","v":{"$error":"#REF!"}},null,{"$f":"'Media Mixes'!$B$7","v":"B&G CTS12"},{"$f":"'Media Mixes'!$C$7","v":60},{"$f":"'Media Mixes'!$D$7","v":90},null,null,12,3,null,{"$f":"'Stormwater Treatment Analysis'!$AC$285","v":{"$error":"#REF!"}},null,{"$f":"'Media Mixes'!$B$7","v":"B&G CTS12"},{"$f":"'Media Mixes'!$C$7","v":60},{"$f":"'Media Mixes'!$D$7","v":90},null,null,12,3,null,{"$f":"'Stormwater Treatment Analysis'!$AC$285","v":{"$error":"#REF!"}},null,{"$f":"'Media Mixes'!$B$7","v":"B&G CTS12"},{"$f":"'Media Mixes'!$C$7","v":60},{"$f":"'Media Mixes'!$D$7","v":90},null,null,12,3,null,{"$f":"'Stormwater Treatment Analysis'!$AC$285","v":{"$error":"#REF!"}},null,{"$f":"'Media Mixes'!$B$7","v":"B&G CTS12"},{"$f":"'Media Mixes'!$C$7","v":60},{"$f":"'Media Mixes'!$D$7","v":90}]
[null,null,null,null,null,null,null,null,null,null,null,null,null,null,null,null,null,null,null,null,null,null,null,null,null,null,{"$f":"IF(G13=\"CTS\",'Media Mixes'!$E$7,'Media Mixes'!$E$3)","v":0.3},13,3.25,null,{"$f":"'Stormwater Treatment Analysis'!$AC$306","v":{"$error":"#REF!"}},null,{"$f":"'Media Mixes'!$B$8","v":"UDM*"},{"$f":"'Media Mixes'!$C$8","v":0},{"$f":"'Media Mixes'!$D$8","v":0},null,{"$f":"IF(H13=\"CTS\",'Media Mixes'!$E$7,'Media Mixes'!$E$3)","v":0.3},13,3.25,null,{"$f":"'Stormwater Treatment Analysis'!$AC$306","v":{"$error":"#REF!"}},null,{"$f":"'Media Mixes'!#REF!","v":{"$error":"#REF!"}},{"$f":"'Media Mixes'!#REF!","v":{"$error":"#REF!"}},{"$f":"'Media Mixes'!#REF!","v":{"$error":"#REF!"}},null,{"$f":"IF(I13=\"CTS\",'Media Mixes'!$E$7,'Media Mixes'!$E$3)","v":0.3},13,3.25,null,{"$f":"'Stormwater Treatment Analysis'!$AC$306","v":{"$error":"#REF!"}},null,{"$f":"'Media Mixes'!#REF!","v":{"$error":"#REF!"}},{"$f":"'Media Mixes'!#REF!","v":{"$error":"#REF!"}},{"$f":"'Media Mixes'!#REF!","v":{"$error":"#REF!"}},null,{"$f":"IF(J13=\"CTS\",'Media Mixes'!$E$7,'Media Mixes'!$E$3)","v":0.3},13,3.25,null,{"$f":"'Stormwater Treatment Analysis'!$AC$306","v":{"$error":"#REF!"}},null,{"$f":"'Media Mixes'!#REF!","v":{"$error":"#REF!"}},{"$f":"'Media Mixes'!#REF!","v":{"$error":"#REF!"}},{"$f":"'Media Mixes'!#REF!","v":{"$error":"#REF!"}}]
[null,"Volume Storage Input data ",null,null,null,null,null,null,null,null,null,null,null,null,null,null,null,null,null,null,null,null,null,null,null,null,null,14,3.5,null,{"$f":"'Stormwater Treatment Analysis'!$AC$327","v":{"$error":"#REF!"}},null,null,null,null,null,null,14,3.5,null,{"$f":"'Stormwater Treatment Analysis'!$AC$327","v":{"$error":"#REF!"}},null,{"$f":"'Media Mixes'!$B$8","v":"UDM*"},{"$f":"'Media Mixes'!$C$8","v":0},{"$f":"'Media Mixes'!$D$8","v":0},null,null,14,3.5,null,{"$f":"'Stormwater Treatment Analysis'!$AC$327","v":{"$error":"#REF!"}},null,{"$f":"'Media Mixes'!$B$8","v":"UDM*"},{"$f":"'Media Mixes'!$C$8","v":0},{"$f":"'Media Mixes'!$D$8","v":0},null,null,14,3.5,null,{"$f":"'Stormwater Treatment Analysis'!$AC$327","v":{"$error":"#REF!"}},null,{"$f":"'Media Mixes'!$B$8","v":"UDM*"},{"$f":"'Media Mixes'!$C$8","v":0},{"$f":"'Media Mixes'!$D$8","v":0}]
[null,null,null,null,null,"Sustainable void space fraction",null,null,null,null,null,null,null,null,null,null,null,null,null,null,null,null,null,null,null,null,null,15,3.75,null,{"$f":"'Stormwater Treatment Analysis'!$AC$348","v":{"$error":"#REF!"}},null,{"$f":"$G$13","v":0},{"$f":"VLOOKUP(AG18,AG11:AI16,2,FALSE)","v":{"$error":"#N/A"}},{"$f":"VLOOKUP(AG18,AG11:AI16,3,FALSE)","v":{"$error":"#N/A"}},null,null,15,3.75,null,{"$f":"'Stormwater Treatment Analysis'!$AC$348","v":{"$error":"#REF!"}},null,{"$f":"$H$13","v":0},{"$f":"VLOOKUP(AQ18,AQ11:AS17,2,FALSE)","v":{"$error":"#N/A"}},{"$f":"VLOOKUP(AQ18,AQ11:AS17,3,FALSE)","v":{"$error":"#N/A"}},null,null,15,3.75,null,{"$f":"'Stormwater Treatment Analysis'!$AC$348","v":{"$error":"#REF!"}},null,{"$f":"$I$13","v":0},{"$f":"VLOOKUP(BA18,BA11:BC17,2,FALSE)","v":{"$error":"#N/A"}},{"$f":"VLOOKUP(BA18,BA11:BC17,3,FALSE)","v":{"$error":"#N/A"}},null,null,15,3.75,null,{"$f":"'Stormwater Treatment Analysis'!$AC$348","v":{"$error":"#REF!"}},null,{"$f":"$J$13","v":0},{"$f":"VLOOKUP(BK18,BK11:BM17,2,FALSE)","v":{"$error":"#N/A"}},{"$f":"VLOOKUP(BK18,BK11:BM17,3,FALSE)","v":{"$error":"#N/A"}}]
[null,null,null,null,null,"Media volume CF =",null,null,null,null,null,null,null,null,null,null,null,null,null,null,null,null,null,null,null,null,null,16,4,null,{"$f":"'Stormwater Treatment Analysis'!$AC$369","v":{"$error":"#REF!"}},null,null,null,null,null,null,16,4,null,{"$f":"'Stormwater Treatment Analysis'!$AC$369","v":{"$error":"#REF!"}},null,null,null,null,null,null,16,4,null,{"$f":"'Stormwater Treatment Analysis'!$AC$369","v":{"$error":"#REF!"}},null,null,null,null,null,null,16,4,null,{"$f":"'Stormwater Treatment Analysis'!$AC$369","v":{"$error":"#REF!"}}]
[null,null,null,null,null,"Water above media in CF ="]
[null,null,null,null,null,"Thus volume storage CF=",{"$f":"G19*G18+G20","v":0},{"$f":"H19*H18+H20","v":0},{"$f":"I19*I18+I20","v":0},{"$f":"J19*J18+J20","v":0},null,null,null,null,null,null,null,null,null,null,null,null,null,null,null,null,null,"Interpolation for Retention Amount:",null,null,null,null,null,null,null,null,null,"Interpolation for Retention Amount:",null,null,null,null,null,null,null,null,null,"Interpolation for Retention Amount:",null,null,null,null,null,null,null,null,null,"Interpolation for Retention Amount:"]
[null,"Used for retention depth above in row 10",null,null,null,"& volume storage (inches) =",{"$f":"IFERROR(G21*12/(43560*G7),0)","v":0},{"$f":"IFERROR(H21*12/(43560*H7),0)","v":0},{"$f":"IFERROR(I21*12/(43560*I7),0)","v":0},{"$f":"IFERROR(J21*12/(43560*J7),0)","v":0}]
[null,null,null,null,null,null,null,null,"NOTE FOR TREATMENT EFFICIENCY GRAPH:",null,null,null,null,null,null,null,null,null,null,null,null,null,null,null,null,null,null,null,{"$f":"VLOOKUP(0,AB3:AE19,2)","v":0},{"$f":"VLOOKUP(0,AB3:AE19,4)","v":0},null,null,null,null,null,null,null,null,{"$f":"VLOOKUP(0,AL3:AO19,2)","v":0},{"$f":"VLOOKUP(0,AL3:AO19,4)","v":0},null,null,null,null,null,null,null,null,{"$f":"VLOOKUP(0,AV3:AY19,2)","v":0},{"$f":"VLOOKUP(0,AV3:AY19,4)","v":0},null,null,null,null,null,null,null,null,{"$f":"VLOOKUP(0,BF3:BI19,2)","v":0},{"$f":"VLOOKUP(0,BF3:BI19,4)","v":0}]
[null,null,null,null,null,null,null,null,null,null,null,null,null,null,null,null,null,null,null,null,null,null,null,null,null,null,null,null,{"$f":"VLOOKUP(1,AB3:AE19,2)","v":0.25},{"$f":"VLOOKUP(1,AB3:AE19,4)","v":{"$error":"#REF!"}},null,null,null,null,null,null,null,null,{"$f":"VLOOKUP(1,AL3:AO19,2)","v":0.25},{"$f":"VLOOKUP(1,AL3:AO19,4)","v":{"$error":"#REF!"}},null,null,null,null,null,null,null,null,{"$f":"VLOOKUP(1,AV3:AY19,2)","v":0.25},{"$f":"VLOOKUP(1,AV3:AY19,4)","v":{"$error":"#REF!"}},null,null,null,null,null,null,null,null,{"$f":"VLOOKUP(1,BF3:BI19,2)","v":0.25},{"$f":"VLOOKUP(1,BF3:BI19,4)","v":{"$error":"#REF!"}}]
[]
[null,null,null,null,null,null,null,null,null,null,null,null,null,null,null,null,null,null,null,null,null,null,null,null,null,null,null,"Retention",null,null,null,null,null,null,null,null,null,"Retention",null,null,null,null,null,null,null,null,null,"Retention",null,null,null,null,null,null,null,null,null,"Retention"]
[null,null,null,null,null,null,null,null,"The purpose of this graph is to help illustrate the treatment efficiency of the retention system as the function of retention depth. The graph illustrates that there is a point of diminished return as the retention depth is substantially increased. Therefore, to provide the most economical BMP treatment system, other alternatives such as \"treatment trains\" and compensatory treatment should be considered.",null,null,null,null,null,null,null,null,null,null,null,null,null,null,null,null,null,null,"Detention",null,null,null,null,{"$f":"AC3","v":0},{"$f":"IF($G$12=\"retention\",AE3,(AE3*($AH$18/100)))","v":{"$error":"#N/A"}},{"$f":"IF($G$12=\"retention\",AE3,(AE3*($AI$18/100)))","v":{"$error":"#N/A"}},null,null,"Detention",null,null,null,null,{"$f":"AM3","v":0},{"$f":"IF($H$12=\"retention\",AO3,(AO3*($AR$18/100)))","v":{"$error":"#N/A"}},{"$f":"IF($H$12=\"retention\",AO3,(AO3*($AS$18/100)))","v":{"$error":"#N/A"}},null,null,"Detention",null,null,null,null,{"$f":"AW3","v":0},{"$f":"IF($I$12=\"retention\",AY3,(AY3*($BB$18/100)))","v":{"$error":"#N/A"}},{"$f":"IF($I$12=\"retention\",AY3,(AY3*($BC$18/100)))","v":{"$error":"#N/A"}},null,null,"Detention",null,null,null,null,{"$f":"BG3","v":0},{"$f":"IF($J$12=\"retention\",BI3,(BI3*($BL$18/100)))","v":{"$error":"#N/A"}},{"$f":"IF($J$12=\"retention\",BI3,(BI3*($BM$18/100)))","v":{"$error":"#N/A"}}]
[null,null,null,null,null,null,null,null,null,null,null,null,null,null,null,null,null,null,null,null,null,null,null,null,null,null,null,null,null,null,null,null,0.25,{"$error":"#REF!"},{"$error":"#REF!"},null,null,null,null,null,null,null,0.25,{"$error":"#REF!"},{"$error":"#REF!"},null,null,null,null,null,null,null,0.25,{"$error":"#REF!"},{"$error":"#REF!"},null,null,null,null,null,null,null,0.25,{"$error":"#REF!"},{"$error":"#REF!"}]
[null,null,null,null,null,null,null,null,null,null,null,null,null,null,null,null,null,null,null,null,null,null,null,null,null,null,null,null,null,null,null,null,0.5,{"$error":"#REF!"},{"$error":"#REF!"},null,null,null,null,null,null,null,0.5,{"$error":"#REF!"},{"$error":"#REF!"},null,null,null,null,null,null,null,0.5,{"$error":"#REF!"},{"$error":"#REF!"},null,null,null,null,null,null,null,0.5,{"$error":"#REF!"},{"$error":"#REF!"}]
[null,null,null,null,null,null,null,null,null,null,null,null,null,null,null,null,null,null,null,null,null,null,null,null,null,null,null,null,null,null,null,null,0.75,{"$error":"#REF!"},{"$error":"#REF!"},null,null,null,null,null,null,null,0.75,{"$error":"#REF!"},{"$error":"#REF!"},null,null,null,null,null,null,null,0.75,{"$error":"#REF!"},{"$error":"#REF!"},null,null,null,null,null,null,null,0.75,{"$error":"#REF!"},{"$error":"#REF!"}]
[null,null,null,null,null,null,null,null,null,null,null,null,null,null,null,null,null,null,null,null,null,null,null,null,null,null,null,null,null,null,null,null,1,{"$error":"#REF!"},{"$error":"#REF!"},null,null,null,null,null,null,null,1,{"$error":"#REF!"},{"$error":"#REF!"},null,null,null,null,null,null,null,1,{"$error":"#REF!"},{"$error":"#REF!"},null,null,null,null,null,null,null,1,{"$error":"#REF!"},{"$error":"#REF!"}]
[null,null,null,null,null,null,null,null,null,null,null,null,null,null,null,null,null,null,null,null,null,null,null,null,null,null,null,null,null,null,null,null,1.25,{"$error":"#REF!"},{"$error":"#REF!"},null,null,null,null,null,null,null,1.25,{"$error":"#REF!"},{"$error":"#REF!"},null,null,null,null,null,null,null,1.25,{"$error":"#REF!"},{"$error":"#REF!"},null,null,null,null,null,null,null,1.25,{"$error":"#REF!"},{"$error":"#REF!"}]
[null,null,null,null,null,null,null,null,null,null,null,null,null,null,null,null,null,null,null,null,null,null,null,null,null,null,null,null,null,null,null,null,1.5,{"$error":"#REF!"},{"$error":"#REF!"},null,null,null,null,null,null,null,1.5,{"$error":"#REF!"},{"$error":"#REF!"},null,null,null,null,null,null,null,1.5,{"$error":"#REF!"},{"$error":"#REF!"},null,null,null,null,null,null,null,1.5,{"$error":"#REF!"},{"$error":"#REF!"}]
[null,null,null,null,null,null,null,null,null,null,null,null,null,null,null,null,null,null,null,null,null,null,null,null,null,null,null,null,null,null,null,null,1.75,{"$error":"#REF!"},{"$error":"#REF!"},null,null,null,null,null,null,null,1.75,{"$error":"#REF!"},{"$error":"#REF!"},null,null,null,null,null,null,null,1.75,{"$error":"#REF!"},{"$error":"#REF!"},null,null,null,null,null,null,null,1.75,{"$error":"#REF!"},{"$error":"#REF!"}]
[null,null,null,null,null,null,null,null,null,null,null,null,null,null,null,null,null,null,null,null,null,null,null,null,null,null,null,null,null,null,{"$f":"IF($G$12=\"Retention\", \"Retention\", \"Detention\")","v":"Detention"},null,2,{"$error":"#REF!"},{"$error":"#REF!"},null,null,null,null,null,{"$f":"IF($H$12=\"Retention\", \"Retention\", \"Detention\")","v":"Detention"},null,2,{"$error":"#REF!"},{"$error":"#REF!"},null,null,null,null,null,{"$f":"IF($I$12=\"Retention\", \"Retention\", \"Detention\")","v":"Detention"},null,2,{"$error":"#REF!"},{"$error":"#REF!"},null,null,null,null,null,{"$f":"IF($J$12=\"Retention\", \"Retention\", \"Detention\")","v":"Detention"},null,2,{"$error":"#REF!"},{"$error":"#REF!"}]
[null,null,null,null,null,null,null,null,null,null,null,null,null,null,null,null,null,null,null,null,null,null,null,null,null,null,null,null,null,null,{"$f":"IF($G$12=\"Retention\", \"Retention Depth\", \"Detention Time for N [days]\")","v":"Detention Time for N [days]"},{"$f":"IF($G$12=\"Retention\",$G$22, AE69)","v":0},2.25,{"$error":"#REF!"},{"$error":"#REF!"},null,null,null,null,null,{"$f":"IF($H$12=\"Retention\", \"Retention Depth\", \"Detention Time for N [days]\")","v":"Detention Time for N [days]"},{"$f":"IF($H$12=\"Retention\",$H$22, AO69)","v":0},2.25,{"$error":"#REF!"},{"$error":"#REF!"},null,null,null,null,null,{"$f":"IF($I$12=\"Retention\", \"Retention Depth\", \"Detention Time for N [days]\")","v":"Detention Time for N [days]"},{"$f":"IF($I$12=\"Retention\",$I$22, AY69)","v":0},2.25,{"$error":"#REF!"},{"$error":"#REF!"},null,null,null,null,null,{"$f":"IF($J$12=\"Retention\", \"Retention Depth\", \"Detention Time for N [days]\")","v":"Detention Time for N [days]"},{"$f":"IF($J$12=\"Retention\",$J$22, BI69)","v":0},2.25,{"$error":"#REF!"},{"$error":"#REF!"}]
[null,null,null,null,null,null,null,null,null,null,null,null,null,null,null,null,null,null,null,null,null,null,null,null,null,null,null,null,null,null,{"$f":"IF($G$12=\"Retention\", \"\", \"Detention Time for P [Days]\")","v":"Detention Time for P [Days]"},{"$f":"IF($G$12=\"Retention\", \"\", AE73)","v":0},2.5,{"$error":"#REF!"},{"$error":"#REF!"},null,null,null,null,null,{"$f":"IF($H$12=\"Retention\", \"\", \"Detention Time for P [Days]\")","v":"Detention Time for P [Days]"},{"$f":"IF($H$12=\"Retention\", \"\", AO73)","v":0},2.5,{"$error":"#REF!"},{"$error":"#REF!"},null,null,null,null,null,{"$f":"IF($I$12=\"Retention\", \"\", \"Detention Time for P [Days]\")","v":"Detention Time for P [Days]"},{"$f":"IF($I$12=\"Retention\", \"\", AY73)","v":0},2.5,{"$error":"#REF!"},{"$error":"#REF!"},null,null,null,null,null,{"$f":"IF($J$12=\"Retention\", \"\", \"Detention Time for P [Days]\")","v":"Detention Time for P [Days]"},{"$f":"IF($J$12=\"Retention\", \"\", BI73)","v":0},2.5,{"$error":"#REF!"},{"$error":"#REF!"}]
[null,null,null,null,null,null,null,null,null,null,null,null,null,null,null,null,null,null,null,null,null,null,null,null,null,null,null,null,null,null,null,null,2.75,{"$error":"#REF!"},{"$error":"#REF!"},null,null,null,null,null,null,null,2.75,{"$error":"#REF!"},{"$error":"#REF!"},null,null,null,null,null,null,null,2.75,{"$error":"#REF!"},{"$error":"#REF!"},null,null,null,null,null,null,null,2.75,{"$error":"#REF!"},{"$error":"#REF!"}]
[null,null,null,null,null,null,null,null,null,null,null,null,null,null,null,null,null,null,null,null,null,null,null,null,null,null,null,null,null,null,null,null,3,{"$error":"#REF!"},{"$error":"#REF!"},null,null,null,null,null,null,null,3,{"$error":"#REF!"},{"$error":"#REF!"},null,null,null,null,null,null,null,3,{"$error":"#REF!"},{"$error":"#REF!"},null,null,null,null,null,null,null,3,{"$error":"#REF!"},{"$error":"#REF!"}]
[null,null,null,null,null,null,null,null,null,null,null,null,null,null,null,null,null,null,null,null,null,null,null,null,null,null,null,null,null,null,null,null,3.25,{"$error":"#REF!"},{"$error":"#REF!"},null,null,null,null,null,null,null,3.25,{"$error":"#REF!"},{"$error":"#REF!"},null,null,null,null,null,null,null,3.25,{"$error":"#REF!"},{"$error":"#REF!"},null,null,null,null,null,null,null,3.25,{"$error":"#REF!"},{"$error":"#REF!"}]
[null,null,null,null,null,null,null,null,null,null,null,null,null,null,null,null,null,null,null,null,null,null,null,null,null,null,null,null,null,null,null,null,3.5,{"$error":"#REF!"},{"$error":"#REF!"},null,null,null,null,null,null,null,3.5,{"$error":"#REF!"},{"$error":"#REF!"},null,null,null,null,null,null,null,3.5,{"$error":"#REF!"},{"$error":"#REF!"},null,null,null,null,null,null,null,3.5,{"$error":"#REF!"},{"$error":"#REF!"}]
[null,null,null,null,null,null,null,null,null,null,null,null,null,null,null,null,null,null,null,null,null,null,null,null,null,null,null,null,null,"RT:","P:","N:",3.75,{"$error":"#REF!"},{"$error":"#REF!"},null,null,null,null,"RT:","P:","N:",3.75,{"$error":"#REF!"},{"$error":"#REF!"},null,null,null,null,"RT:","P:","N:",3.75,{"$error":"#REF!"},{"$error":"#REF!"},null,null,null,null,"RT:","P:","N:",3.75,{"$error":"#REF!"},{"$error":"#REF!"}]
[null,null,null,null,null,null,null,null,null,null,null,"Source of Graphic: http://www.stormh2o.com",null,null,null,null,null,null,null,null,null,null,null,null,null,null,null,0,0,0,0,0,4,{"$error":"#REF!"},{"$error":"#REF!"},null,null,0,0,0,0,0,4,{"$error":"#REF!"},{"$error":"#REF!"},null,null,0,0,0,0,0,4,{"$error":"#REF!"},{"$error":"#REF!"},null,null,0,0,0,0,0,4,{"$error":"#REF!"},{"$error":"#REF!"}]
[null,null,null,null,null,null,null,null,null,null,null,null,null,null,null,null,null,null,null,null,null,null,null,null,null,null,null,{"$f":"IF(IF(AF44>=$AH$7,1,0)>0,AB43+1,IF(AF44>=$AH$7,1,0))","v":{"$error":"#N/A"}},{"$f":"IF(IF(AE44>=$AH$8,1,0)>0,AC43+1,IF(AE44>=$AH$8,1,0))","v":{"$error":"#N/A"}},2,{"$f":"(40.13+6.372*LN(AD44)+0.213*(LN(AD44)^2))","v":44.649070326492549},{"$f":"((43.75*AD44)/(4.38+AD44))","v":13.714733542319749},null,null,null,null,null,{"$f":"IF(IF(AP44>=$AR$7,1,0)>0,AL43+1,IF(AP44>=$AR$7,1,0))","v":{"$error":"#N/A"}},{"$f":"IF(IF(AO44>=$AR$8,1,0)>0,AM43+1,IF(AO44>=$AR$8,1,0))","v":{"$error":"#N/A"}},2,{"$f":"(40.13+6.372*LN(AN44)+0.213*(LN(AN44)^2))","v":44.649070326492549},{"$f":"((43.75*AN44)/(4.38+AN44))","v":13.714733542319749},null,null,null,null,null,{"$f":"IF(IF(AZ44>=$BB$7,1,0)>0,AV43+1,IF(AZ44>=$BB$7,1,0))","v":{"$error":"#N/A"}},{"$f":"IF(IF(AY44>=$BB$8,1,0)>0,AW43+1,IF(AY44>=$BB$8,1,0))","v":{"$error":"#N/A"}},2,{"$f":"(40.13+6.372*LN(AX44)+0.213*(LN(AX44)^2))","v":44.649070326492549},{"$f":"((43.75*AX44)/(4.38+AX44))","v":13.714733542319749},null,null,null,null,null,{"$f":"IF(IF(BJ44>=$BL$7,1,0)>0,BF43+1,IF(BJ44>=$BL$7,1,0))","v":{"$error":"#N/A"}},{"$f":"IF(IF(BI44>=$BL$8,1,0)>0,BG43+1,IF(BI44>=$BL$8,1,0))","v":{"$error":"#N/A"}},2,{"$f":"(40.13+6.372*LN(BH44)+0.213*(LN(BH44)^2))","v":44.649070326492549},{"$f":"((43.75*BH44)/(4.38+BH44))","v":13.714733542319749}]
[null,null,null,null,null,null,null,null,null,null,null,null,null,null,null,null,null,null,null,null,null,null,null,null,null,null,null,{"$f":"IF(IF(AF45>=$AH$7,1,0)>0,AB44+1,IF(AF45>=$AH$7,1,0))","v":{"$error":"#N/A"}},{"$f":"IF(IF(AE45>=$AH$8,1,0)>0,AC44+1,IF(AE45>=$AH$8,1,0))","v":{"$error":"#N/A"}},4,{"$f":"(40.13+6.372*LN(AD45)+0.213*(LN(AD45)^2))","v":49.372813636914252},{"$f":"((43.75*AD45)/(4.38+AD45))","v":20.883054892601436},null,null,null,null,null,{"$f":"IF(IF(AP45>=$AR$7,1,0)>0,AL44+1,IF(AP45>=$AR$7,1,0))","v":{"$error":"#N/A"}},{"$f":"IF(IF(AO45>=$AR$8,1,0)>0,AM44+1,IF(AO45>=$AR$8,1,0))","v":{"$error":"#N/A"}},4,{"$f":"(40.13+6.372*LN(AN45)+0.213*(LN(AN45)^2))","v":49.372813636914252},{"$f":"((43.75*AN45)/(4.38+AN45))","v":20.883054892601436},null,null,null,null,null,{"$f":"IF(IF(AZ45>=$BB$7,1,0)>0,AV44+1,IF(AZ45>=$BB$7,1,0))","v":{"$error":"#N/A"}},{"$f":"IF(IF(AY45>=$BB$8,1,0)>0,AW44+1,IF(AY45>=$BB$8,1,0))","v":{"$error":"#N/A"}},4,{"$f":"(40.13+6.372*LN(AX45)+0.213*(LN(AX45)^2))","v":49.372813636914252},{"$f":"((43.75*AX45)/(4.38+AX45))","v":20.883054892601436},null,null,null,null,null,{"$f":"IF(IF(BJ45>=$BL$7,1,0)>0,BF44+1,IF(BJ45>=$BL$7,1,0))","v":{"$error":"#N/A"}},{"$f":"IF(IF(BI45>=$BL$8,1,0)>0,BG44+1,IF(BI45>=$BL$8,1,0))","v":{"$error":"#N/A"}},4,{"$f":"(40.13+6.372*LN(BH45)+0.213*(LN(BH45)^2))","v":49.372813636914252},{"$f":"((43.75*BH45)/(4.38+BH45))","v":20.883054892601436}]
[null,null,null,null,null,null,null,null,null,null,null,null,null,null,null,null,null,null,null,null,null,null,null,null,null,null,null,{"$error":"#N/A"},{"$error":"#N/A"},6,52.230906962977237,25.289017341040466,null,null,null,null,null,{"$error":"#N/A"},{"$error":"#N/A"},6,52.230906962977237,25.289017341040466,null,null,null,null,null,{"$error":"#N/A"},{"$error":"#N/A"},6,52.230906962977237,25.289017341040466,null,null,null,null,null,{"$error":"#N/A"},{"$error":"#N/A"},6,52.230906962977237,25.289017341040466]
[null,null,null,null,null,null,null,null,null,null,null,null,null,null,null,null,null,null,null,null,null,null,null,null,null,null,null,{"$error":"#N/A"},{"$error":"#N/A"},8,54.301229931265112,28.271405492730214,null,null,null,null,null,{"$error":"#N/A"},{"$error":"#N/A"},8,54.301229931265112,28.271405492730214,null,null,null,null,null,{"$error":"#N/A"},{"$error":"#N/A"},8,54.301229931265112,28.271405492730214,null,null,null,null,null,{"$error":"#N/A"},{"$error":"#N/A"},8,54.301229931265112,28.271405492730214]
[null,null,null,null,null,null,null,null,null,null,null,null,null,null,null,null,null,null,null,null,null,null,null,null,null,null,null,{"$error":"#N/A"},{"$error":"#N/A"},10,55.931376510089962,30.424200278164118,null,null,null,null,null,{"$error":"#N/A"},{"$error":"#N/A"},10,55.931376510089962,30.424200278164118,null,null,null,null,null,{"$error":"#N/A"},{"$error":"#N/A"},10,55.931376510089962,30.424200278164118,null,null,null,null,null,{"$error":"#N/A"},{"$error":"#N/A"},10,55.931376510089962,30.424200278164118]
[null,null,null,null,null,null,null,null,null,null,null,null,null,null,null,null,null,null,null,null,null,null,null,null,null,null,null,{"$error":"#N/A"},{"$error":"#N/A"},15,58.947739026353197,33.862229102167184,null,null,null,null,null,{"$error":"#N/A"},{"$error":"#N/A"},15,58.947739026353197,33.862229102167184,null,null,null,null,null,{"$error":"#N/A"},{"$error":"#N/A"},15,58.947739026353197,33.862229102167184,null,null,null,null,null,{"$error":"#N/A"},{"$error":"#N/A"},15,58.947739026353197,33.862229102167184]
[null,null,null,null,null,null,null,null,"Catchment 1","Catchment 2","Catchment 3","Catchment 4",null,null,null,null,null,null,null,null,null,null,null,null,null,null,null,{"$error":"#N/A"},{"$error":"#N/A"},20,61.130355772161195,35.890073831009026,null,null,null,null,null,{"$error":"#N/A"},{"$error":"#N/A"},20,61.130355772161195,35.890073831009026,null,null,null,null,null,{"$error":"#N/A"},{"$error":"#N/A"},20,61.130355772161195,35.890073831009026,null,null,null,null,null,{"$error":"#N/A"},{"$error":"#N/A"},20,61.130355772161195,35.890073831009026]
[null,null,null,null,null,null,null,"N",{"$f":"K78","v":""},{"$f":"K88","v":""},{"$f":"K98","v":""},{"$f":"K108","v":""},null,null,null,null,null,null,null,null,null,null,null,null,null,null,null,{"$error":"#N/A"},{"$error":"#N/A"},25,62.847604171731334,37.22770592239619,null,null,null,null,null,{"$error":"#N/A"},{"$error":"#N/A"},25,62.847604171731334,37.22770592239619,null,null,null,null,null,{"$error":"#N/A"},{"$error":"#N/A"},25,62.847604171731334,37.22770592239619,null,null,null,null,null,{"$error":"#N/A"},{"$error":"#N/A"},25,62.847604171731334,37.22770592239619]
[null,null,null,null,null,null,null,"P",{"$f":"K83","v":""},{"$f":"K93","v":""},{"$f":"K103","v":""},{"$f":"K113","v":""},null,null,null,null,null,null,null,null,null,null,null,null,null,null,null,{"$error":"#N/A"},{"$error":"#N/A"},30,64.266444308933686,38.176265270506107,null,null,null,null,null,{"$error":"#N/A"},{"$error":"#N/A"},30,64.266444308933686,38.176265270506107,null,null,null,null,null,{"$error":"#N/A"},{"$error":"#N/A"},30,64.266444308933686,38.176265270506107,null,null,null,null,null,{"$error":"#N/A"},{"$error":"#N/A"},30,64.266444308933686,38.176265270506107]
[null,null,null,null,null,null,null,null,null,null,null,null,null,null,null,null,null,null,null,null,null,null,null,null,null,null,null,{"$error":"#N/A"},{"$error":"#N/A"},35,65.477104313376216,38.883951244286436,null,null,null,null,null,{"$error":"#N/A"},{"$error":"#N/A"},35,65.477104313376216,38.883951244286436,null,null,null,null,null,{"$error":"#N/A"},{"$error":"#N/A"},35,65.477104313376216,38.883951244286436,null,null,null,null,null,{"$error":"#N/A"},{"$error":"#N/A"},35,65.477104313376216,38.883951244286436]
[null,null,null,null,null,null,null,null,null,null,null,null,null,null,null,null,null,null,null,null,null,null,null,null,null,null,null,{"$error":"#N/A"},{"$error":"#N/A"},40,66.534008018161586,39.43217665615142,null,null,null,null,null,{"$error":"#N/A"},{"$error":"#N/A"},40,66.534008018161586,39.43217665615142,null,null,null,null,null,{"$error":"#N/A"},{"$error":"#N/A"},40,66.534008018161586,39.43217665615142,null,null,null,null,null,{"$error":"#N/A"},{"$error":"#N/A"},40,66.534008018161586,39.43217665615142]
[null,null,"N","P","N","P","N","P","N","P","Retention Amount:","Efficiency Provided:",null,null,null,null,null,null,null,null,null,null,null,null,null,null,null,{"$error":"#N/A"},{"$error":"#N/A"},45,67.472568078064668,39.869380315917375,null,null,null,null,null,{"$error":"#N/A"},{"$error":"#N/A"},45,67.472568078064668,39.869380315917375,null,null,null,null,null,{"$error":"#N/A"},{"$error":"#N/A"},45,67.472568078064668,39.869380315917375,null,null,null,null,null,{"$error":"#N/A"},{"$error":"#N/A"},45,67.472568078064668,39.869380315917375]
[null,null,0,0,0,0,0,0,0,0,0,null,0,null,null,null,null,null,null,null,null,null,null,null,null,null,null,{"$error":"#N/A"},{"$error":"#N/A"},50,68.317146401522947,40.22618609783008,null,null,null,null,null,{"$error":"#N/A"},{"$error":"#N/A"},50,68.317146401522947,40.22618609783008,null,null,null,null,null,{"$error":"#N/A"},{"$error":"#N/A"},50,68.317146401522947,40.22618609783008,null,null,null,null,null,{"$error":"#N/A"},{"$error":"#N/A"},50,68.317146401522947,40.22618609783008]
[null,null,{"$f":"IF(IF(M57>=$G$14,1,0)>0,C56+1,IF(M57>=$G$14,1,0))","v":{"$error":"#REF!"}},{"$f":"IF(IF(M57>=$G$15,1,0)>0,D56+1,IF(M57>=$G$15,1,0))","v":{"$error":"#REF!"}},{"$f":"IF(IF(M57>=$H$14,1,0)>0,E56+1,IF(M57>=$H$14,1,0))","v":{"$error":"#REF!"}},{"$f":"IF(IF(M57>=$H$15,1,0)>0,F56+1,IF(M57>=$H$15,1,0))","v":{"$error":"#REF!"}},{"$f":"IF(IF(M57>=$I$14,1,0)>0,G56+1,IF(M57>=$I$14,1,0))","v":{"$error":"#REF!"}},{"$f":"IF(IF(M57>=$I$15,1,0)>0,H56+1,IF(M57>=$I$15,1,0))","v":{"$error":"#REF!"}},{"$f":"IF(IF(M57>=$J$14,1,0)>0,I56+1,IF(M57>=$J$14,1,0))","v":{"$error":"#REF!"}},{"$f":"IF(IF(M57>=$J$15,1,0)>0,J56+1,IF(M57>=$J$15,1,0))","v":{"$error":"#REF!"}},0.25,null,{"$f":"'Vegetated Filter Strip'!M56","v":{"$error":"#REF!"}},null,null,null,null,null,null,null,null,null,null,null,null,null,null,{"$error":"#N/A"},{"$error":"#N/A"},60,69.789822575443324,40.773532152842499,null,null,null,null,null,{"$error":"#N/A"},{"$error":"#N/A"},60,69.789822575443324,40.773532152842499,null,null,null,null,null,{"$error":"#N/A"},{"$error":"#N/A"},60,69.789822575443324,40.773532152842499,null,null,null,null,null,{"$error":"#N/A"},{"$error":"#N/A"},60,69.789822575443324,40.773532152842499]
[null,null,{"$f":"IF(IF(M58>=$G$14,1,0)>0,C57+1,IF(M58>=$G$14,1,0))","v":{"$error":"#REF!"}},{"$f":"IF(IF(M58>=$G$15,1,0)>0,D57+1,IF(M58>=$G$15,1,0))","v":{"$error":"#REF!"}},{"$f":"IF(IF(M58>=$H$14,1,0)>0,E57+1,IF(M58>=$H$14,1,0))","v":{"$error":"#REF!"}},{"$f":"IF(IF(M58>=$H$15,1,0)>0,F57+1,IF(M58>=$H$15,1,0))","v":{"$error":"#REF!"}},{"$f":"IF(IF(M58>=$I$14,1,0)>0,G57+1,IF(M58>=$I$14,1,0))","v":{"$error":"#REF!"}},{"$f":"IF(IF(M58>=$I$15,1,0)>0,H57+1,IF(M58>=$I$15,1,0))","v":{"$error":"#REF!"}},{"$f":"IF(IF(M58>=$J$14,1,0)>0,I57+1,IF(M58>=$J$14,1,0))","v":{"$error":"#REF!"}},{"$f":"IF(IF(M58>=$J$15,1,0)>0,J57+1,IF(M58>=$J$15,1,0))","v":{"$error":"#REF!"}},0.5,null,{"$f":"'Vegetated Filter Strip'!M57","v":{"$error":"#REF!"}},null,null,null,null,null,null,null,null,null,null,null,null,null,null,{"$error":"#N/A"},{"$error":"#N/A"},70,71.046000300364028,41.17370260822802,null,null,null,null,null,{"$error":"#N/A"},{"$error":"#N/A"},70,71.046000300364028,41.17370260822802,null,null,null,null,null,{"$error":"#N/A"},{"$error":"#N/A"},70,71.046000300364028,41.17370260822802,null,null,null,null,null,{"$error":"#N/A"},{"$error":"#N/A"},70,71.046000300364028,41.17370260822802]
[null,null,{"$error":"#REF!"},{"$error":"#REF!"},{"$error":"#REF!"},{"$error":"#REF!"},{"$error":"#REF!"},{"$error":"#REF!"},{"$error":"#REF!"},{"$error":"#REF!"},0.75,null,{"$f":"'Vegetated Filter Strip'!M58","v":{"$error":"#REF!"}},null,null,null,null,null,null,null,null,null,null,null,null,null,null,{"$error":"#N/A"},{"$error":"#N/A"},80,72.14233324809112,41.479023465276136,null,null,null,null,null,{"$error":"#N/A"},{"$error":"#N/A"},80,72.14233324809112,41.479023465276136,null,null,null,null,null,{"$error":"#N/A"},{"$error":"#N/A"},80,72.14233324809112,41.479023465276136,null,null,null,null,null,{"$error":"#N/A"},{"$error":"#N/A"},80,72.14233324809112,41.479023465276136]
[null,null,{"$error":"#REF!"},{"$error":"#REF!"},{"$error":"#REF!"},{"$error":"#REF!"},{"$error":"#REF!"},{"$error":"#REF!"},{"$error":"#REF!"},{"$error":"#REF!"},1,null,{"$f":"'Vegetated Filter Strip'!M59","v":{"$error":"#REF!"}},null,null,null,null,null,null,null,null,null,null,null,null,null,null,{"$error":"#N/A"},{"$error":"#N/A"},90,73.115672365083583,41.719643992371267,null,null,null,null,null,{"$error":"#N/A"},{"$error":"#N/A"},90,73.115672365083583,41.719643992371267,null,null,null,null,null,{"$error":"#N/A"},{"$error":"#N/A"},90,73.115672365083583,41.719643992371267,null,null,null,null,null,{"$error":"#N/A"},{"$error":"#N/A"},90,73.115672365083583,41.719643992371267]
[null,null,{"$error":"#REF!"},{"$error":"#REF!"},{"$error":"#REF!"},{"$error":"#REF!"},{"$error":"#REF!"},{"$error":"#REF!"},{"$error":"#REF!"},{"$error":"#REF!"},1.25,null,{"$f":"'Vegetated Filter Strip'!M60","v":{"$error":"#REF!"}},null,null,null,null,null,null,null,null,null,null,null,null,null,null,{"$error":"#N/A"},{"$error":"#N/A"},100,73.991361615243719,41.914159800728108,null,null,null,null,null,{"$error":"#N/A"},{"$error":"#N/A"},100,73.991361615243719,41.914159800728108,null,null,null,null,null,{"$error":"#N/A"},{"$error":"#N/A"},100,73.991361615243719,41.914159800728108,null,null,null,null,null,{"$error":"#N/A"},{"$error":"#N/A"},100,73.991361615243719,41.914159800728108]
[null,null,{"$error":"#REF!"},{"$error":"#REF!"},{"$error":"#REF!"},{"$error":"#REF!"},{"$error":"#REF!"},{"$error":"#REF!"},{"$error":"#REF!"},{"$error":"#REF!"},1.5,null,{"$f":"'Vegetated Filter Strip'!M61","v":{"$error":"#REF!"}},null,null,null,null,null,null,null,null,null,null,null,null,null,null,{"$error":"#N/A"},{"$error":"#N/A"},200,79.870249812893633,42.812408259125156,null,null,null,null,null,{"$error":"#N/A"},{"$error":"#N/A"},200,79.870249812893633,42.812408259125156,null,null,null,null,null,{"$error":"#N/A"},{"$error":"#N/A"},200,79.870249812893633,42.812408259125156,null,null,null,null,null,{"$error":"#N/A"},{"$error":"#N/A"},200,79.870249812893633,42.812408259125156]
[null,null,{"$error":"#REF!"},{"$error":"#REF!"},{"$error":"#REF!"},{"$error":"#REF!"},{"$error":"#REF!"},{"$error":"#REF!"},{"$error":"#REF!"},{"$error":"#REF!"},1.75,null,{"$f":"'Vegetated Filter Strip'!M62","v":{"$error":"#REF!"}},null,null,null,null,null,null,null,null,null,null,null,null,null,null,{"$error":"#N/A"},{"$error":"#N/A"},300,83.404059580884891,43.120441553321506,null,null,null,null,null,{"$error":"#N/A"},{"$error":"#N/A"},300,83.404059580884891,43.120441553321506,null,null,null,null,null,{"$error":"#N/A"},{"$error":"#N/A"},300,83.404059580884891,43.120441553321506,null,null,null,null,null,{"$error":"#N/A"},{"$error":"#N/A"},300,83.404059580884891,43.120441553321506]
[null,null,{"$error":"#REF!"},{"$error":"#REF!"},{"$error":"#REF!"},{"$error":"#REF!"},{"$error":"#REF!"},{"$error":"#REF!"},{"$error":"#REF!"},{"$error":"#REF!"},2,null,{"$f":"'Vegetated Filter Strip'!M63","v":{"$error":"#REF!"}},null,null,null,null,null,null,null,null,null,null,null,null,null,null,{"$error":"#N/A"},{"$error":"#N/A"},400,85.953810994472718,43.276126415747562,null,null,null,null,null,{"$error":"#N/A"},{"$error":"#N/A"},400,85.953810994472718,43.276126415747562,null,null,null,null,null,{"$error":"#N/A"},{"$error":"#N/A"},400,85.953810994472718,43.276126415747562,null,null,null,null,null,{"$error":"#N/A"},{"$error":"#N/A"},400,85.953810994472718,43.276126415747562]
[null,null,{"$error":"#REF!"},{"$error":"#REF!"},{"$error":"#REF!"},{"$error":"#REF!"},{"$error":"#REF!"},{"$error":"#REF!"},{"$error":"#REF!"},{"$error":"#REF!"},2.25,null,{"$f":"'Vegetated Filter Strip'!M64","v":{"$error":"#REF!"}},null,null,null,null,null,null,null,null,null,null,null,null,null,null,{"$error":"#N/A"},{"$error":"#N/A"},500,87.955831166161801,43.370078115706413,null,null,null,null,null,{"$error":"#N/A"},{"$error":"#N/A"},500,87.955831166161801,43.370078115706413,null,null,null,null,null,{"$error":"#N/A"},{"$error":"#N/A"},500,87.955831166161801,43.370078115706413,null,null,null,null,null,{"$error":"#N/A"},{"$error":"#N/A"},500,87.955831166161801,43.370078115706413]
[null,null,{"$error":"#REF!"},{"$error":"#REF!"},{"$error":"#REF!"},{"$error":"#REF!"},{"$error":"#REF!"},{"$error":"#REF!"},{"$error":"#REF!"},{"$error":"#REF!"},2.5,null,{"$f":"'Vegetated Filter Strip'!M65","v":{"$error":"#REF!"}}]
[null,null,{"$error":"#REF!"},{"$error":"#REF!"},{"$error":"#REF!"},{"$error":"#REF!"},{"$error":"#REF!"},{"$error":"#REF!"},{"$error":"#REF!"},{"$error":"#REF!"},2.75,null,{"$f":"'Vegetated Filter Strip'!M66","v":{"$error":"#REF!"}},null,null,null,null,null,null,null,null,null,null,null,null,null,null,null,null,"N",{"$f":"VLOOKUP(0,AB43:AF65,3)","v":0},{"$f":"VLOOKUP(0,AB43:AF65,5)","v":0},null,null,null,null,null,null,null,"N",{"$f":"VLOOKUP(0,AL43:AP65,3)","v":0},{"$f":"VLOOKUP(0,AL43:AP65,5)","v":0},null,null,null,null,null,null,null,"N",{"$f":"VLOOKUP(0,AV43:AZ65,3)","v":0},{"$f":"VLOOKUP(0,AV43:AZ65,5)","v":0},null,null,null,null,null,null,null,"N",{"$f":"VLOOKUP(0,BF43:BJ65,3)","v":0},{"$f":"VLOOKUP(0,BF43:BJ65,5)","v":0}]
[null,null,{"$error":"#REF!"},{"$error":"#REF!"},{"$error":"#REF!"},{"$error":"#REF!"},{"$error":"#REF!"},{"$error":"#REF!"},{"$error":"#REF!"},{"$error":"#REF!"},3,null,{"$f":"'Vegetated Filter Strip'!M67","v":{"$error":"#REF!"}},null,null,null,null,null,null,null,null,null,null,null,null,null,null,null,null,null,{"$f":"VLOOKUP(1,AB43:AF65,3)","v":0},{"$f":"VLOOKUP(1,AB43:AF65,5)","v":0},null,null,null,null,null,null,null,null,{"$f":"VLOOKUP(1,AL43:AP65,3)","v":0},{"$f":"VLOOKUP(1,AL43:AP65,5)","v":0},null,null,null,null,null,null,null,null,{"$f":"VLOOKUP(1,AV43:AZ65,3)","v":0},{"$f":"VLOOKUP(1,AV43:AZ65,5)","v":0},null,null,null,null,null,null,null,null,{"$f":"VLOOKUP(1,BF43:BJ65,3)","v":0},{"$f":"VLOOKUP(1,BF43:BJ65,5)","v":0}]
[null,null,{"$error":"#REF!"},{"$error":"#REF!"},{"$error":"#REF!"},{"$error":"#REF!"},{"$error":"#REF!"},{"$error":"#REF!"},{"$error":"#REF!"},{"$error":"#REF!"},3.25,null,{"$f":"'Vegetated Filter Strip'!M68","v":{"$error":"#REF!"}},null,null,null,null,null,null,null,null,null,null,null,null,null,null,null,null,null,{"$f":"IF(ISERROR(IF(AH7>AF65,500,AE67+((AH7-AF67)/(AF68-AF67)*(AE68-AE67))))=TRUE,0,(IF(AH7>AF65,500,AE67+((AH7-AF67)/(AF68-AF67)*(AE68-AE67)))))","v":0},null,null,null,null,null,null,null,null,null,{"$f":"IF(ISERROR(IF(AR7>AP65,500,AO67+((AR7-AP67)/(AP68-AP67)*(AO68-AO67))))=TRUE,0,(IF(AR7>AP65,500,AO67+((AR7-AP67)/(AP68-AP67)*(AO68-AO67)))))","v":0},null,null,null,null,null,null,null,null,null,{"$f":"IF(ISERROR(IF(BB7>AZ65,500,AY67+((BB7-AZ67)/(AZ68-AZ67)*(AY68-AY67))))=TRUE,0,(IF(BB7>AZ65,500,AY67+((BB7-AZ67)/(AZ68-AZ67)*(AY68-AY67)))))","v":0},null,null,null,null,null,null,null,null,null,{"$f":"IF(ISERROR(IF(BL7>BJ65,500,BI67+((BL7-BJ67)/(BJ68-BJ67)*(BI68-BI67))))=TRUE,0,(IF(BL7>BJ65,500,BI67+((BL7-BJ67)/(BJ68-BJ67)*(BI68-BI67)))))","v":0}]
[null,null,{"$error":"#REF!"},{"$error":"#REF!"},{"$error":"#REF!"},{"$error":"#REF!"},{"$error":"#REF!"},{"$error":"#REF!"},{"$error":"#REF!"},{"$error":"#REF!"},3.5,null,{"$f":"'Vegetated Filter Strip'!M69","v":{"$error":"#REF!"}}]
[null,null,{"$error":"#REF!"},{"$error":"#REF!"},{"$error":"#REF!"},{"$error":"#REF!"},{"$error":"#REF!"},{"$error":"#REF!"},{"$error":"#REF!"},{"$error":"#REF!"},3.75,null,{"$f":"'Vegetated Filter Strip'!M70","v":{"$error":"#REF!"}},null,null,null,null,null,null,null,null,null,null,null,null,null,null,null,null,"P",{"$f":"VLOOKUP(0,AC43:AF65,2)","v":0},{"$f":"VLOOKUP(0,AC43:AF65,3)","v":0},null,null,null,null,null,null,null,"P",{"$f":"VLOOKUP(0,AM43:AP65,2)","v":0},{"$f":"VLOOKUP(0,AM43:AP65,3)","v":0},null,null,null,null,null,null,null,"P",{"$f":"VLOOKUP(0,AW43:AZ65,2)","v":0},{"$f":"VLOOKUP(0,AW43:AZ65,3)","v":0},null,null,null,null,null,null,null,"P",{"$f":"VLOOKUP(0,BG43:BJ65,2)","v":0},{"$f":"VLOOKUP(0,BG43:BJ65,3)","v":0}]
[null,null,{"$error":"#REF!"},{"$error":"#REF!"},{"$error":"#REF!"},{"$error":"#REF!"},{"$error":"#REF!"},{"$error":"#REF!"},{"$error":"#REF!"},{"$error":"#REF!"},4,null,{"$f":"'Vegetated Filter Strip'!M71","v":{"$error":"#REF!"}},null,null,null,null,null,null,null,null,null,null,null,null,null,null,null,null,null,{"$f":"VLOOKUP(1,AC43:AF65,2)","v":0},{"$f":"VLOOKUP(1,AC43:AF65,3)","v":0},null,null,null,null,null,null,null,null,{"$f":"VLOOKUP(1,AM43:AP65,2)","v":0},{"$f":"VLOOKUP(1,AM43:AP65,3)","v":0},null,null,null,null,null,null,null,null,{"$f":"VLOOKUP(1,AW43:AZ65,2)","v":0},{"$f":"VLOOKUP(1,AW43:AZ65,3)","v":0},null,null,null,null,null,null,null,null,{"$f":"VLOOKUP(1,BG43:BJ65,2)","v":0},{"$f":"VLOOKUP(1,BG43:BJ65,3)","v":0}]
[null,null,null,null,null,null,null,null,null,null,null,null,null,null,null,null,null,null,null,null,null,null,null,null,null,null,null,null,null,null,{"$f":"IF(ISERROR(IF(AH8>AE65,500,AE71+((AH8-AF71)/(AF72-AF71)*(AE72-AE71))))=TRUE,0,(IF(AH8>AE65,500,AE71+((AH8-AF71)/(AF72-AF71)*(AE72-AE71)))))","v":0},null,null,null,null,null,null,null,null,null,{"$f":"IF(ISERROR(IF(AR8>AO65,500,AO71+((AR8-AP71)/(AP72-AP71)*(AO72-AO71))))=TRUE,0,(IF(AR8>AO65,500,AO71+((AR8-AP71)/(AP72-AP71)*(AO72-AO71)))))","v":0},null,null,null,null,null,null,null,null,null,{"$f":"IF(ISERROR(IF(BB8>AY65,500,AY71+((BB8-AZ71)/(AZ72-AZ71)*(AY72-AY71))))=TRUE,0,(IF(BB8>AY65,500,AY71+((BB8-AZ71)/(AZ72-AZ71)*(AY72-AY71)))))","v":0},null,null,null,null,null,null,null,null,null,{"$f":"IF(ISERROR(IF(BL8>BI65,500,BI71+((BL8-BJ71)/(BJ72-BJ71)*(BI72-BI71))))=TRUE,0,(IF(BL8>BI65,500,BI71+((BL8-BJ71)/(BJ72-BJ71)*(BI72-BI71)))))","v":0}]
[null,null,null,null,null,null,null,null,null,"Interpolation for Retention Amount:"]
[null,null,null,null,null,null,null,null,null,null,"Catch 1"]
[null,null,null,null,null,null,null,null,null,null,{"$f":"VLOOKUP(0,C56:M72,9)","v":0},{"$f":"VLOOKUP(0,C56:M72,11)","v":0},null,null,null,null,null,null,null,null,null,null,null,null,null,null,null,null,"For Detention"]
[null,null,null,null,null,null,null,null,null,null,{"$f":"VLOOKUP(1,C56:M72,9)","v":0},{"$f":"VLOOKUP(1,C56:M72,11)","v":0},null,null,null,null,null,null,null,null,null,null,null,null,null,null,null,null,"Catchment 1","Catchment 2","Catchment 3","Catchment 4"]
[null,null,null,null,null,null,null,null,null,"N",{"$f":"IF($G$14=0,\"\",(IF($G$14>M72,K72,K76+(($G$14-L76)/(L77-L76)*(K77-K76)))))","v":""},null,null,null,null,null,null,null,null,null,null,null,null,null,null,null,null,"N",{"$f":"IF($AE$35=\"Detention\", AF36, \"\")","v":0},{"$f":"IF($AO$35=\"Detention\", AP36, \"\")","v":0},{"$f":"IF($AY$35=\"Detention\", AZ36, \"\")","v":0},{"$f":"IF($BI$35=\"Detention\", BJ36, \"\")","v":0}]
[null,null,null,null,null,null,null,null,null,null,null,null,null,null,null,null,null,null,null,null,null,null,null,null,null,null,null,"P",{"$f":"IF($AE$35=\"Detention\", AF37, \"\")","v":0},{"$f":"IF($AO$35=\"Detention\", AP37, \"\")","v":0},{"$f":"IF($AY$35=\"Detention\", AZ37, \"\")","v":0},{"$f":"IF($BI$35=\"Detention\", BJ37, \"\")","v":0}]
[null,null,null,null,null,null,null,null,null,null,"Catch 1"]
[null,null,null,null,null,null,null,null,null,null,{"$f":"VLOOKUP(0,D56:M72,8)","v":0},{"$f":"VLOOKUP(0,D56:M72,10)","v":0}]
[null,null,null,null,null,null,null,null,null,null,{"$f":"VLOOKUP(1,D56:M72,8)","v":0},{"$f":"VLOOKUP(1,D56:M72,10)","v":0}]
[null,null,null,null,null,null,null,null,null,"P",{"$f":"IF($G$15=0,\"\",(IF($G$15>M72,K72,K81+(($G$15-L81)/(L82-L81)*(K82-K81)))))","v":""}]
[]
[null,null,null,null,null,null,null,null,null,null,"Catch 2"]
[null,null,null,null,null,null,null,null,null,null,{"$f":"VLOOKUP(0,E56:M72,7)","v":0},{"$f":"VLOOKUP(0,E56:M72,9)","v":0}]
[null,null,null,null,null,null,null,null,null,null,{"$f":"VLOOKUP(1,E56:M72,7)","v":0},{"$f":"VLOOKUP(1,E56:M72,9)","v":0}]
[null,null,null,null,null,null,null,null,null,"N",{"$f":"IF($H$14=0,\"\",(IF($H$14>M72,K72,K86+(($H$14-L86)/(L87-L86)*(K87-K86)))))","v":""}]
[]
[null,null,null,null,null,null,null,null,null,null,"Catch 2"]
[null,null,null,null,null,null,null,null,null,null,{"$f":"VLOOKUP(0,F56:M72,6)","v":0},{"$f":"VLOOKUP(0,F56:M72,8)","v":0}]
[null,null,null,null,null,null,null,null,null,null,{"$f":"VLOOKUP(1,F56:M72,6)","v":0},{"$f":"VLOOKUP(1,F56:M72,8)","v":0}]
[null,null,null,null,null,null,null,null,null,"P",{"$f":"IF($H$15=0,\"\",(IF($H$15>M72,K72,K91+(($H$15-L91)/(L92-L91)*(K92-K91)))))","v":""}]
[]
[null,null,null,null,null,null,null,null,null,null,"Catch 3"]
[null,null,null,null,null,null,null,null,null,null,{"$f":"VLOOKUP(0,G56:M72,5)","v":0},{"$f":"VLOOKUP(0,G56:M72,7)","v":0}]
[null,null,null,null,null,null,null,null,null,null,{"$f":"VLOOKUP(1,G56:M72,5)","v":0},{"$f":"VLOOKUP(1,G56:M72,7)","v":0}]
[null,null,null,null,null,null,null,null,null,"N",{"$f":"IF($I$14=0,\"\",(IF($I$14>M72,K72,K96+(($I$14-L96)/(L97-L96)*(K97-K96)))))","v":""}]
[]
[null,null,null,null,null,null,null,null,null,null,"Catch 3"]
[null,null,null,null,null,null,null,null,null,null,{"$f":"VLOOKUP(0,H56:M72,4)","v":0},{"$f":"VLOOKUP(0,H56:M72,6)","v":0}]
[null,null,null,null,null,null,null,null,null,null,{"$f":"VLOOKUP(1,H56:M72,4)","v":0},{"$f":"VLOOKUP(1,H56:M72,6)","v":0}]
[null,null,null,null,null,null,null,null,null,"P",{"$f":"IF($I$15=0,\"\",(IF($I$15>M72,K72,K101+(($I$15-L101)/(L102-L101)*(K102-K101)))))","v":""}]
[]
[null,null,null,null,null,null,null,null,null,null,"Catch 4"]
[null,null,null,null,null,null,null,null,null,null,{"$f":"VLOOKUP(0,I56:M72,3)","v":0},{"$f":"VLOOKUP(0,I56:M72,5)","v":0}]
[null,null,null,null,null,null,null,null,null,null,{"$f":"VLOOKUP(1,I56:M72,3)","v":0},{"$f":"VLOOKUP(1,I56:M72,5)","v":0}]
[null,null,null,null,null,null,null,null,null,"N",{"$f":"IF($J$14=0,\"\",(IF($J$14>M72,K72,K106+(($J$14-L106)/(L107-L106)*(K107-K106)))))","v":""}]
[]
[null,null,null,null,null,null,null,null,null,null,"Catch 4"]
[null,null,null,null,null,null,null,null,null,null,{"$f":"VLOOKUP(0,J56:M72,2)","v":0},{"$f":"VLOOKUP(0,J56:M72,4)","v":0}]
[null,null,null,null,null,null,null,null,null,null,{"$f":"VLOOKUP(1,J56:M72,2)","v":0},{"$f":"VLOOKUP(1,J56:M72,4)","v":0}]
[null,null,null,null,null,null,null,null,null,"P",{"$f":"IF($J$15=0,\"\",(IF($J$15>M72,K72,K111+(($J$15-L111)/(L112-L111)*(K112-K111)))))","v":""}]

{"sheet":"User Defined BMP","index":21,"n_rows":98,"n_cols":67,"rows_kept":98,"cut":false,"hidden":false,"merged":[[3,0,4,4],[3,5,4,9],[2,29,2,30],[21,27,21,30],[63,27,63,30],[24,0,29,9],[15,10,21,20],[5,10,9,20],[13,10,14,20],[20,0,22,9],[1,24,1,33],[1,0,2,8],[1,9,2,9],[1,57,1,66],[2,60,2,61],[2,62,2,63],[1,10,1,14],[1,15,1,20],[2,10,2,14],[2,15,2,20],[2,27,2,28],[21,60,21,63],[1,35,1,44],[2,38,2,39],[2,40,2,41],[21,38,21,41],[1,46,1,55],[2,49,2,50],[2,51,2,52],[21,49,21,52],[55,51,56,51],[59,51,60,51],[39,10,39,11],[58,8,58,11],[59,9,59,10],[55,27,56,27],[59,27,60,27],[55,35,56,35],[59,35,60,35],[55,43,56,43],[59,43,60,43],[89,9,89,10],[94,9,94,10],[64,9,64,10],[69,9,69,10],[74,9,74,10],[79,9,79,10],[84,9,84,10]]}
[]
["User Defined BMP",null,null,null,null,null,null,null,null,{"$f":"'General Site Information'!G2:G3","v":"V 7.6"},"Blue Numbers = ",null,null,null,null,"Input data",null,null,null,null,null,null,null,null,"Catchment 1",null,null,null,null,null,null,null,null,null,null,"Catchment 2",null,null,null,null,null,null,null,null,null,null,"Catchment 3",null,null,null,null,null,null,null,null,null,null,"Catchment 4"]
[null,null,null,null,null,null,null,null,null,null,"Red Numbers =",null,null,null,null,"Calculated or Carryover",null,null,null,null,null,null,null,null,"Other",null,null,"Retention Amount:",null,"Efficiency Provided:",null,null,"Retention:","R",null,"Street Sweeping",null,null,"Retention Amount:",null,"Efficiency Provided:",null,null,"Retention:","R",null,"Street Sweeping",null,null,"Retention Amount:",null,"Efficiency Provided:",null,null,"Retention:","R",null,"Street Sweeping",null,null,"Retention Amount:",null,"Efficiency Provided:",null,null,"Retention:","R"]
["USER DEFINED BMP SERVING:",null,null,null,null,{"$f":"IF('General Site Information'!J5=\"\",\"\",'General Site Information'!J5)","v":""},null,null,null,null,null,null,null,null,null,null,null,null,null,null,null,null,null,null,"Retention",null,null,0,0,null,0,null,"N:",{"$f":"IF(ISERROR(IF($F$12>AC20,AE20,AD24+(($F$12-AC24)/(AC25-AC24)*(AD25-AD24))))=TRUE,0,(IF($F$12>AC20,AE20,AD24+(($F$12-AC24)/(AC25-AC24)*(AD25-AD24)))))","v":0},null,"Retention",null,null,0,0,null,0,null,"N:",{"$f":"IF(ISERROR(IF($G$12>AN20,AP20,AO24+(($G$12-AN24)/(AN25-AN24)*(AO25-AO24))))=TRUE,0,(IF($G$12>AN20,AP20,AO24+(($G$12-AN24)/(AN25-AN24)*(AO25-AO24)))))","v":0},null,"Retention",null,null,0,0,null,0,null,"N:",{"$f":"IF(ISERROR(IF($H$12>AY20,BA20,AZ24+(($H$12-AY24)/(AY25-AY24)*(AZ25-AZ24))))=TRUE,0,(IF($H$12>AY20,BA20,AZ24+(($H$12-AY24)/(AY25-AY24)*(AZ25-AZ24)))))","v":0},null,"Retention",null,null,0,0,null,0,null,"N:",{"$f":"IF(ISERROR(IF($I$12>BJ20,BL20,BK24+(($I$12-BJ24)/(BJ25-BJ24)*(BK25-BK24))))=TRUE,0,(IF($I$12>BJ20,BL20,BK24+(($I$12-BJ24)/(BJ25-BJ24)*(BK25-BK24)))))","v":0}]
[null,null,null,null,null,null,null,null,null,null,null,null,null,null,null,null,null,null,null,null,null,null,null,"Retention","Detention",null,null,{"$f":"IF(IF(AC5>=$F$12,1,0)>0,AB4+1,IF(AC5>=$F$12,1,0))","v":1},0.25,null,{"$f":"'Rain Garden'!M57","v":{"$error":"#REF!"}},null,"P:",{"$f":"IF(ISERROR(IF($F$12>AC20,AE20,AD24+(($F$12-AC24)/(AC25-AC24)*(AD25-AD24))))=TRUE,0,(IF($F$12>AC20,AE20,AD24+(($F$12-AC24)/(AC25-AC24)*(AD25-AD24)))))","v":0},null,"Detention",null,null,{"$f":"IF(IF(AN5>=$G$12,1,0)>0,AM4+1,IF(AN5>=$G$12,1,0))","v":1},0.25,null,{"$f":"AE5","v":{"$error":"#REF!"}},null,"P:",{"$f":"IF(ISERROR(IF($G$12>AN20,AP20,AO24+(($G$12-AN24)/(AN25-AN24)*(AO25-AO24))))=TRUE,0,(IF($G$12>AN20,AP20,AO24+(($G$12-AN24)/(AN25-AN24)*(AO25-AO24)))))","v":0},null,"Detention",null,null,{"$f":"IF(IF(AY5>=$H$12,1,0)>0,AX4+1,IF(AY5>=$H$12,1,0))","v":1},0.25,null,{"$f":"AP5","v":{"$error":"#REF!"}},null,"P:",{"$f":"IF(ISERROR(IF($H$12>AY20,BA20,AZ24+(($H$12-AY24)/(AY25-AY24)*(AZ25-AZ24))))=TRUE,0,(IF($H$12>AY20,BA20,AZ24+(($H$12-AY24)/(AY25-AY24)*(AZ25-AZ24)))))","v":0},null,"Detention",null,null,{"$f":"IF(IF(BJ5>=$I$12,1,0)>0,BI4+1,IF(BJ5>=$I$12,1,0))","v":1},0.25,null,{"$f":"BA5","v":{"$error":"#REF!"}},null,"P:",{"$f":"IF(ISERROR(IF($I$12>BJ20,BL20,BK24+(($I$12-BJ24)/(BJ25-BJ24)*(BK25-BK24))))=TRUE,0,(IF($I$12>BJ20,BL20,BK24+(($I$12-BJ24)/(BJ25-BJ24)*(BK25-BK24)))))","v":0}]
[null,null,null,null,null,null,null,null,null,null,"REQUIRED REMAINING TREATMENT EFFICIENCIES OF TREATMENT SYSTEM IN SERIES WITH USER DEFINED BMP. USE FOR SIZING OF TREATMENT SYSTEM IN SERIES WITH USER DEFINED BMP. ",null,null,null,null,null,null,null,null,null,null,null,null,"Detention",null,null,null,{"$f":"IF(IF(AC6>=$F$12,1,0)>0,AB5+1,IF(AC6>=$F$12,1,0))","v":2},0.5,null,{"$f":"'Rain Garden'!M58","v":{"$error":"#REF!"}},null,null,null,null,null,null,null,{"$f":"IF(IF(AN6>=$G$12,1,0)>0,AM5+1,IF(AN6>=$G$12,1,0))","v":2},0.5,null,{"$f":"AE6","v":{"$error":"#REF!"}},null,null,null,null,null,null,null,{"$f":"IF(IF(AY6>=$H$12,1,0)>0,AX5+1,IF(AY6>=$H$12,1,0))","v":2},0.5,null,{"$f":"AP6","v":{"$error":"#REF!"}},null,null,null,null,null,null,null,{"$f":"IF(IF(BJ6>=$I$12,1,0)>0,BI5+1,IF(BJ6>=$I$12,1,0))","v":2},0.5,null,{"$f":"BA6","v":{"$error":"#REF!"}}]
["Your Name of BMP",null,null,null,null,null,null,null,null,null,null,null,null,null,null,null,null,null,null,null,null,null,null,null,null,null,null,3,0.75,null,{"$f":"'Rain Garden'!M59","v":{"$error":"#REF!"}},null,null,null,null,null,null,null,3,0.75,null,{"$error":"#REF!"},null,null,null,null,null,null,null,3,0.75,null,{"$error":"#REF!"},null,null,null,null,null,null,null,3,0.75,null,{"$error":"#REF!"}]
["Contributing catchment area ",null,null,null,null,{"$f":"'Watershed Characteristics'!$G$15","v":0},{"$f":"'Watershed Characteristics'!$G$30","v":0},{"$f":"'Watershed Characteristics'!$G$45","v":0},{"$f":"'Watershed Characteristics'!$G$60","v":0},"ac",null,null,null,null,null,null,null,null,null,null,null,null,null,null,null,null,null,4,1,null,{"$f":"'Rain Garden'!M60","v":{"$error":"#REF!"}},null,null,null,null,null,null,null,4,1,null,{"$error":"#REF!"},null,null,null,null,null,null,null,4,1,null,{"$error":"#REF!"},null,null,null,null,null,null,null,4,1,null,{"$error":"#REF!"}]
["Required treatment efficiency (Nitrogen):",null,null,null,null,{"$f":"IFERROR('Watershed Characteristics'!$AE$46,\"\")","v":""},{"$f":"IFERROR('Watershed Characteristics'!$AE$47,\"\")","v":""},{"$f":"IFERROR('Watershed Characteristics'!$AE$48,\"\")","v":""},{"$f":"IFERROR('Watershed Characteristics'!$AE$49,\"\")","v":""},"%",null,null,null,null,null,null,null,null,null,null,null,null,null,null,null,null,null,5,1.25,null,{"$f":"'Rain Garden'!M61","v":{"$error":"#REF!"}},null,null,null,null,null,null,null,5,1.25,null,{"$error":"#REF!"},null,null,null,null,null,null,null,5,1.25,null,{"$error":"#REF!"},null,null,null,null,null,null,null,5,1.25,null,{"$error":"#REF!"}]
["Required treatment efficiency (Phosphorus):",null,null,null,null,{"$f":"IFERROR('Watershed Characteristics'!$AF$46,\"\")","v":""},{"$f":"IFERROR('Watershed Characteristics'!$AF$47,\"\")","v":""},{"$f":"IFERROR('Watershed Characteristics'!$AF$48,\"\")","v":""},{"$f":"IFERROR('Watershed Characteristics'!$AF$49,\"\")","v":""},"%",null,null,null,null,null,null,null,null,null,null,null,null,null,null,null,null,null,6,1.5,null,{"$f":"'Rain Garden'!M62","v":{"$error":"#REF!"}},null,null,null,null,null,null,null,6,1.5,null,{"$error":"#REF!"},null,null,null,null,null,null,null,6,1.5,null,{"$error":"#REF!"},null,null,null,null,null,null,null,6,1.5,null,{"$error":"#REF!"}]
["Is this  a retention or other system*?",null,null,null,null,null,null,null,null,null,null,null,null,null,null,null,"Catch 1","Catch 2","Catch 3","Catch 4",null,null,null,null,null,null,null,7,1.75,null,{"$f":"'Rain Garden'!M63","v":{"$error":"#REF!"}},null,null,null,null,null,null,null,7,1.75,null,{"$error":"#REF!"},null,null,null,null,null,null,null,7,1.75,null,{"$error":"#REF!"},null,null,null,null,null,null,null,7,1.75,null,{"$error":"#REF!"}]
["If retention, storage depth is:",null,null,null,null,null,null,null,null,"in","Remaining treatment efficiency needed (Nitrogen):",null,null,null,null,null,{"$f":"IFERROR(IF(((($F$9/100)-(IF($F$11=\"Retention\",$F$14,$F$16)/100))/(1-(IF($F$11=\"Retention\",$F$14,$F$16)/100))*100)<0,0,(((F$9/100)-(IF($F$11=\"Retention\",$F$14,$F$16)/100))/(1-(IF($F$11=\"Retention\",$F$14,$F$16)/100))*100)),\"\")","v":""},{"$f":"IFERROR(IF((((G9/100)-(IF(G11=\"Retention\",G14,G16)/100))/(1-(IF(G11=\"Retention\",G14,G16)/100))*100)<0,0,(((G9/100)-(IF(G11=\"Retention\",G14,G16)/100))/(1-(IF(G11=\"Retention\",G14,G16)/100))*100)),\"\")","v":""},{"$f":"IFERROR(IF((((H9/100)-(IF(H11=\"Retention\",H14,H16)/100))/(1-(IF(H11=\"Retention\",H14,H16)/100))*100)<0,0,(((H9/100)-(IF(H11=\"Retention\",H14,H16)/100))/(1-(IF(H11=\"Retention\",H14,H16)/100))*100)),\"\")","v":""},{"$f":"IFERROR(IF((((I9/100)-(IF(I11=\"Retention\",I14,I16)/100))/(1-(IF(I11=\"Retention\",I14,I16)/100))*100)<0,0,(((I9/100)-(IF(I11=\"Retention\",I14,I16)/100))/(1-(IF(I11=\"Retention\",I14,I16)/100))*100)),\"\")","v":""},"%",null,null,null,null,null,null,8,2,null,{"$f":"'Rain Garden'!M64","v":{"$error":"#REF!"}},null,null,null,null,null,null,null,8,2,null,{"$error":"#REF!"},null,null,null,null,null,null,null,8,2,null,{"$error":"#REF!"},null,null,null,null,null,null,null,8,2,null,{"$error":"#REF!"}]
["The calculated storage volume is:",null,null,null,null,{"$f":"IF(ISERROR(($F$12/12)*$F$8)=TRUE,0,($F$12/12)*$F$8)","v":0},{"$f":"IF(ISERROR(($G$12/12)*$G$8)=TRUE,0,($G$12/12)*$G$8)","v":0},{"$f":"IF(ISERROR(($H$12/12)*$H$8)=TRUE,0,($H$12/12)*$H$8)","v":0},{"$f":"IF(ISERROR(($I$12/12)*$I$8)=TRUE,0,($I$12/12)*$I$8)","v":0},"ac-ft","Required pre-treatment efficiency (Phosphorus):",null,null,null,null,null,{"$f":"IFERROR(IF(((($F$10/100)-(IF($F$11=\"Retention\",$F$15,$F$17)/100))/(1-(IF($F$11=\"Retention\",$F$15,$F$17)/100))*100)<0,0,(((F$10/100)-(IF($F$11=\"Retention\",$F$15,$F$17)/100))/(1-(IF($F$11=\"Retention\",$F$15,$F$17)/100))*100)),\"\")","v":""},{"$f":"IFERROR(IF((((G10/100)-(IF(G11=\"Retention\",G15,G17)/100))/(1-(IF(G11=\"Retention\",G15,G17)/100))*100)<0,0,(((G10/100)-(IF(G11=\"Retention\",G15,G17)/100))/(1-(IF(G11=\"Retention\",G15,G17)/100))*100)),\"\")","v":""},{"$f":"IFERROR(IF((((H10/100)-(IF(H11=\"Retention\",H15,H17)/100))/(1-(IF(H11=\"Retention\",H15,H17)/100))*100)<0,0,(((H10/100)-(IF(H11=\"Retention\",H15,H17)/100))/(1-(IF(H11=\"Retention\",H15,H17)/100))*100)),\"\")","v":""},{"$f":"IFERROR(IF((((I10/100)-(IF(I11=\"Retention\",I15,I17)/100))/(1-(IF(I11=\"Retention\",I15,I17)/100))*100)<0,0,(((I10/100)-(IF(I11=\"Retention\",I15,I17)/100))/(1-(IF(I11=\"Retention\",I15,I17)/100))*100)),\"\")","v":""},"%",null,null,null,null,null,null,9,2.25,null,{"$f":"'Rain Garden'!M65","v":{"$error":"#REF!"}},null,null,null,null,null,null,null,9,2.25,null,{"$error":"#REF!"},null,null,null,null,null,null,null,9,2.25,null,{"$error":"#REF!"},null,null,null,null,null,null,null,9,2.25,null,{"$error":"#REF!"}]
[{"$f":"IF(OR($F$11=\"Retention\",$F$11=\"\"),\"Treatment efficiency (Nitrogen):\",\"\")","v":"Treatment efficiency (Nitrogen):"},null,null,null,null,{"$f":"IF(F11=\"Retention\",AH4,\"\")","v":""},{"$f":"IF(G11=\"Retention\",AS4,\"\")","v":""},{"$f":"IF(H11=\"Retention\",BD4,\"\")","v":""},{"$f":"IF(I11=\"Retention\",BO4,\"\")","v":""},{"$f":"IF(OR($F$11=\"Retention\",$F$11=\"\"),\"%\",\"\")","v":"%"},null,null,null,null,null,null,null,null,null,null,null,null,null,null,null,null,null,10,2.5,null,{"$f":"'Rain Garden'!M66","v":{"$error":"#REF!"}},null,null,null,null,null,null,null,10,2.5,null,{"$error":"#REF!"},null,null,null,null,null,null,null,10,2.5,null,{"$error":"#REF!"},null,null,null,null,null,null,null,10,2.5,null,{"$error":"#REF!"}]
[{"$f":"IF(OR($F$11=\"Retention\",$F$11=\"\"),\"Treatment efficiency (Phosphorus):\",\"\")","v":"Treatment efficiency (Phosphorus):"},null,null,null,null,{"$f":"IF(F11=\"Retention\",AH5,\"\")","v":""},{"$f":"IF(G11=\"Retention\",AS5,\"\")","v":""},{"$f":"IF(H11=\"Retention\",BD5,\"\")","v":""},{"$f":"IF(I11=\"Retention\",BO5,\"\")","v":""},{"$f":"IF(OR($F$11=\"Retention\",$F$11=\"\"),\"%\",\"\")","v":"%"},null,null,null,null,null,null,null,null,null,null,null,null,null,null,null,null,null,11,2.75,null,{"$f":"'Rain Garden'!M67","v":{"$error":"#REF!"}},null,null,null,null,null,null,null,11,2.75,null,{"$error":"#REF!"},null,null,null,null,null,null,null,11,2.75,null,{"$error":"#REF!"},null,null,null,null,null,null,null,11,2.75,null,{"$error":"#REF!"}]
[{"$f":"IF($F$11=\"Retention\",\"\",\"Provided treatment efficiency (Nitrogen):\")","v":"Provided treatment efficiency (Nitrogen):"},null,null,null,null,null,null,null,null,{"$f":"IF($F$11=\"Retention\",\"\",\"%\")","v":"%"},null,null,null,null,null,null,null,null,null,null,null,null,null,null,null,null,null,12,3,null,{"$f":"'Rain Garden'!M68","v":{"$error":"#REF!"}},null,null,null,null,null,null,null,12,3,null,{"$error":"#REF!"},null,null,null,null,null,null,null,12,3,null,{"$error":"#REF!"},null,null,null,null,null,null,null,12,3,null,{"$error":"#REF!"}]
[{"$f":"IF($F$11=\"Retention\",\"\",\"Provided treatment efficiency (Phosphorus):\")","v":"Provided treatment efficiency (Phosphorus):"},null,null,null,null,null,null,null,null,{"$f":"IF($F$11=\"Retention\",\"\",\"%\")","v":"%"},null,null,null,null,null,null,null,null,null,null,null,null,null,null,null,null,{"$f":"IF($K$16=\"CTS\",'Media Mixes'!$E$7,'Media Mixes'!$E$3)","v":0.3},13,3.25,null,{"$f":"'Rain Garden'!M69","v":{"$error":"#REF!"}},null,null,null,null,null,null,{"$f":"IF($K$16=\"CTS\",'Media Mixes'!$E$7,'Media Mixes'!$E$3)","v":0.3},13,3.25,null,{"$error":"#REF!"},null,null,null,null,null,null,{"$f":"IF($K$16=\"CTS\",'Media Mixes'!$E$7,'Media Mixes'!$E$3)","v":0.3},13,3.25,null,{"$error":"#REF!"},null,null,null,null,null,null,{"$f":"IF($K$16=\"CTS\",'Media Mixes'!$E$7,'Media Mixes'!$E$3)","v":0.3},13,3.25,null,{"$error":"#REF!"}]
["* Examples of other systems are street sweeping, dry detention, chemical treatment, and pre-treatment devices",null,null,null,null,null,null,null,null,null,null,null,null,null,null,null,null,null,null,null,null,null,null,null,null,null,null,14,3.5,null,{"$f":"'Rain Garden'!M70","v":{"$error":"#REF!"}},null,null,null,null,null,null,null,14,3.5,null,{"$error":"#REF!"},null,null,null,null,null,null,null,14,3.5,null,{"$error":"#REF!"},null,null,null,null,null,null,null,14,3.5,null,{"$error":"#REF!"}]
[null,null,null,null,null,null,null,null,null,null,null,null,null,null,null,null,null,null,null,null,null,null,null,null,null,null,null,15,3.75,null,{"$f":"'Rain Garden'!M71","v":{"$error":"#REF!"}},null,null,null,null,null,null,null,15,3.75,null,{"$error":"#REF!"},null,null,null,null,null,null,null,15,3.75,null,{"$error":"#REF!"},null,null,null,null,null,null,null,15,3.75,null,{"$error":"#REF!"}]
["Enter a short description of BMP below (no more than 200 characters)",null,null,null,null,null,null,null,null,null,null,null,null,null,null,null,null,null,null,null,null,null,null,null,null,null,null,16,4,null,{"$f":"'Rain Garden'!M72","v":{"$error":"#REF!"}},null,null,null,null,null,null,null,16,4,null,{"$error":"#REF!"},null,null,null,null,null,null,null,16,4,null,{"$error":"#REF!"},null,null,null,null,null,null,null,16,4,null,{"$error":"#REF!"}]
[]
[null,null,null,null,null,null,null,null,null,null,null,null,null,null,null,null,null,null,null,null,null,null,null,null,null,null,null,"Interpolation for Retention Amount:",null,null,null,null,null,null,null,null,null,null,"Interpolation for Retention Amount:",null,null,null,null,null,null,null,null,null,null,"Interpolation for Retention Amount:",null,null,null,null,null,null,null,null,null,null,"Interpolation for Retention Amount:"]
[]
[null,null,null,null,null,null,null,null,null,null,null,null,null,null,null,null,null,null,null,null,null,null,null,null,null,null,null,null,{"$f":"VLOOKUP(0,AB4:AE20,2)","v":0},{"$f":"VLOOKUP(0,AB4:AE20,4)","v":0},null,null,null,null,null,null,null,null,null,{"$f":"VLOOKUP(0,AM4:AP20,2)","v":0},{"$f":"VLOOKUP(0,AM4:AP20,4)","v":0},null,null,null,null,null,null,null,null,null,{"$f":"VLOOKUP(0,AX4:BA20,2)","v":0},{"$f":"VLOOKUP(0,AX4:BA20,4)","v":0},null,null,null,null,null,null,null,null,null,{"$f":"VLOOKUP(0,BI4:BL20,2)","v":0},{"$f":"VLOOKUP(0,BI4:BL20,4)","v":0}]
["Attach a detailed explanation with supporting data to support removal efficiencies.\nMonitoring shall be required when the applicant proposes design criteria not found in this model and does not have specific test data or other data to support the removal claims",null,null,null,null,null,null,null,null,null,null,null,null,null,null,null,null,null,null,null,null,null,null,null,null,null,null,null,{"$f":"VLOOKUP(1,AB4:AE20,2)","v":0.25},{"$f":"VLOOKUP(1,AB4:AE20,4)","v":{"$error":"#REF!"}},null,null,null,null,null,null,null,null,null,{"$f":"VLOOKUP(1,AM4:AP20,2)","v":0.25},{"$f":"VLOOKUP(1,AM4:AP20,4)","v":{"$error":"#REF!"}},null,null,null,null,null,null,null,null,null,{"$f":"VLOOKUP(1,AX4:BA20,2)","v":0.25},{"$f":"VLOOKUP(1,AX4:BA20,4)","v":{"$error":"#REF!"}},null,null,null,null,null,null,null,null,null,{"$f":"VLOOKUP(1,BI4:BL20,2)","v":0.25},{"$f":"VLOOKUP(1,BI4:BL20,4)","v":{"$error":"#REF!"}}]
[]
[null,null,null,null,null,null,null,null,null,null,null,null,null,null,null,null,null,null,null,null,null,null,null,{"$f":"IF($F$11=\"Street Sweeping\", \"Street Sweeping\", IF($F$11=\"Retention\", \"Retention\", \"Detention\"))","v":"Detention"},null,null,null,null,null,null,null,{"$f":"IF($G$11=\"Street Sweeping\", \"Street Sweeping\", IF($G$11=\"Retention\", \"Retention\", \"Detention\"))","v":"Detention"},null,null,null,null,null,null,null,{"$f":"IF($H$11=\"Street Sweeping\", \"Street Sweeping\", IF($H$11=\"Retention\", \"Retention\", \"Detention\"))","v":"Detention"},null,null,null,null,null,null,null,{"$f":"IF($I$11=\"Street Sweeping\", \"Street Sweeping\", IF($I$11=\"Retention\", \"Retention\", \"Detention\"))","v":"Detention"}]
[null,null,null,null,null,null,null,null,null,null,null,null,null,null,null,null,null,null,null,null,null,null,null,{"$f":"IF($F$11=\"Street Sweeping\", \"N mass leaving [kg/yr]\", IF($F$11=\"Retention\", \"Retention depth [in]\", \"Detention time for N [days]\"))","v":"Detention time for N [days]"},{"$f":"IF($F$11=\"Street Sweeping\", (1-F16/100)*'Watershed Characteristics'!$T$19, IF('User Defined BMP'!$F$11=\"Retention\", 'User Defined BMP'!$F$12, AC58))","v":0},null,null,null,null,null,null,{"$f":"IF($G$11=\"Street Sweeping\", \"N mass leaving [kg/yr]\", IF($G$11=\"Retention\", \"Retention depth [in]\", \"Detention time for N [days]\"))","v":"Detention time for N [days]"},{"$f":"IF($G$11=\"Street Sweeping\", (1-G16/100)*'Watershed Characteristics'!$T$34, IF('User Defined BMP'!$G$11=\"Retention\", 'User Defined BMP'!$G$12, AK58))","v":0},null,null,null,null,null,null,{"$f":"IF($H$11=\"Street Sweeping\", \"N mass leaving [kg/yr]\", IF($H$11=\"Retention\", \"Retention depth [in]\", \"Detention time for N [days]\"))","v":"Detention time for N [days]"},{"$f":"IF($H$11=\"Street Sweeping\", (1-H16/100)*'Watershed Characteristics'!$T$49, IF('User Defined BMP'!$H$11=\"Retention\", 'User Defined BMP'!$H$12, AS58))","v":0},null,null,null,null,null,null,{"$f":"IF($I$11=\"Street Sweeping\", \"N mass leaving [kg/yr]\", IF($I$11=\"Retention\", \"Retention depth [in]\", \"Detention time for N [days]\"))","v":"Detention time for N [days]"},{"$f":"IF($I$11=\"Street Sweeping\", (1-I16/100)*'Watershed Characteristics'!$T$64, IF('User Defined BMP'!$I$11=\"Retention\", 'User Defined BMP'!$I$12, BA58))","v":0}]
[null,null,null,null,null,null,null,null,null,null,null,null,null,null,null,null,null,null,null,null,null,null,null,{"$f":"IF($F$11=\"Retention\", \"\", IF($F$11=\"Street Sweeping\", \"P Mass leaving [kg/yr]\", \"Detention time for P [days]\"))","v":"Detention time for P [days]"},{"$f":"IF($F$11=\"Retention\", \"\",IF($F$11=\"Street Sweeping\", (1-F17/100)*'Watershed Characteristics'!$T$20, AC62))","v":0},null,null,null,null,null,null,{"$f":"IF($G$11=\"Retention\", \"\", IF($G$11=\"Street Sweeping\", \"P Mass leaving [kg/yr]\", \"Detention time for P [days]\"))","v":"Detention time for P [days]"},{"$f":"IF($G$11=\"Retention\", \"\",IF($G$11=\"Street Sweeping\", (1-G17/100)*'Watershed Characteristics'!$T$35, AK62))","v":0},null,null,null,null,null,null,{"$f":"IF($H$11=\"Retention\", \"\", IF($H$11=\"Street Sweeping\", \"P Mass leaving [kg/yr]\", \"Detention time for P [days]\"))","v":"Detention time for P [days]"},{"$f":"IF($H$11=\"Retention\", \"\",IF($H$11=\"Street Sweeping\", (1-H17/100)*'Watershed Characteristics'!$T$50, AS62))","v":0},null,null,null,null,null,null,{"$f":"IF($I$11=\"Retention\", \"\", IF($I$11=\"Street Sweeping\", \"P Mass leaving [kg/yr]\", \"Detention time for P [days]\"))","v":"Detention time for P [days]"},{"$f":"IF($I$11=\"Retention\", \"\",IF($I$11=\"Street Sweeping\", (1-I17/100)*'Watershed Characteristics'!$T$65, BA62))","v":0}]
[]
[null,null,null,null,null,null,null,null,null,null,null,null,null,null,null,null,null,null,null,null,null,null,null,null,null,null,null,"RT:","P:","N:",null,null,null,null,null,"RT:","P:","N:",null,null,null,null,null,"RT:","P:","N:",null,null,null,null,null,"RT:","P:","N:"]
[null,null,null,null,null,null,null,null,null,null,null,null,null,null,null,null,null,null,null,null,null,null,null,null,null,0,0,0,0,0,null,null,null,0,0,0,0,0,null,null,null,0,0,0,0,0,null,null,null,0,0,0,0,0]
[null,null,null,null,null,null,null,null,null,null,null,null,null,null,null,null,null,null,null,null,null,null,null,null,null,{"$f":"IF(IF(AD33>=$F$16,1,0)>0,Z32+1,IF(AD33>=$F$16,1,0))","v":1},{"$f":"IF(IF(AC33>=$F$17,1,0)>0,AA32+1,IF(AC33>=$F$17,1,0))","v":1},2,{"$f":"(40.13+6.372*LN(AB33)+0.213*(LN(AB33)^2))","v":44.649070326492549},{"$f":"((43.75*AB33)/(4.38+AB33))","v":13.714733542319749},null,null,null,{"$f":"IF(IF(AL33>=$G$16,1,0)>0,AH32+1,IF(AL33>=$G$16,1,0))","v":1},{"$f":"IF(IF(AK33>=$G$17,1,0)>0,AI32+1,IF(AK33>=$G$17,1,0))","v":1},2,{"$f":"(40.13+6.372*LN(AJ33)+0.213*(LN(AJ33)^2))","v":44.649070326492549},{"$f":"((43.75*AJ33)/(4.38+AJ33))","v":13.714733542319749},null,null,null,{"$f":"IF(IF(AT33>=$H$16,1,0)>0,AP32+1,IF(AT33>=$H$16,1,0))","v":1},{"$f":"IF(IF(AS33>=$H$17,1,0)>0,AQ32+1,IF(AS33>=$H$17,1,0))","v":1},2,{"$f":"(40.13+6.372*LN(AR33)+0.213*(LN(AR33)^2))","v":44.649070326492549},{"$f":"((43.75*AR33)/(4.38+AR33))","v":13.714733542319749},null,null,null,{"$f":"IF(IF(BB33>=$I$16,1,0)>0,AX32+1,IF(BB33>=$I$16,1,0))","v":1},{"$f":"IF(IF(BA33>=$I$17,1,0)>0,AY32+1,IF(BA33>=$I$17,1,0))","v":1},2,{"$f":"(40.13+6.372*LN(AZ33)+0.213*(LN(AZ33)^2))","v":44.649070326492549},{"$f":"((43.75*AZ33)/(4.38+AZ33))","v":13.714733542319749}]
[null,null,null,null,null,null,null,null,null,null,null,null,null,null,null,null,null,null,null,null,null,null,null,null,null,{"$f":"IF(IF(AD34>=$F$16,1,0)>0,Z33+1,IF(AD34>=$F$16,1,0))","v":2},{"$f":"IF(IF(AC34>=$F$17,1,0)>0,AA33+1,IF(AC34>=$F$17,1,0))","v":2},4,{"$f":"(40.13+6.372*LN(AB34)+0.213*(LN(AB34)^2))","v":49.372813636914252},{"$f":"((43.75*AB34)/(4.38+AB34))","v":20.883054892601436},null,null,null,{"$f":"IF(IF(AL34>=$G$16,1,0)>0,AH33+1,IF(AL34>=$G$16,1,0))","v":2},{"$f":"IF(IF(AK34>=$G$17,1,0)>0,AI33+1,IF(AK34>=$G$17,1,0))","v":2},4,{"$f":"(40.13+6.372*LN(AJ34)+0.213*(LN(AJ34)^2))","v":49.372813636914252},{"$f":"((43.75*AJ34)/(4.38+AJ34))","v":20.883054892601436},null,null,null,{"$f":"IF(IF(AT34>=$H$16,1,0)>0,AP33+1,IF(AT34>=$H$16,1,0))","v":2},{"$f":"IF(IF(AS34>=$H$17,1,0)>0,AQ33+1,IF(AS34>=$H$17,1,0))","v":2},4,{"$f":"(40.13+6.372*LN(AR34)+0.213*(LN(AR34)^2))","v":49.372813636914252},{"$f":"((43.75*AR34)/(4.38+AR34))","v":20.883054892601436},null,null,null,{"$f":"IF(IF(BB34>=$I$16,1,0)>0,AX33+1,IF(BB34>=$I$16,1,0))","v":2},{"$f":"IF(IF(BA34>=$I$17,1,0)>0,AY33+1,IF(BA34>=$I$17,1,0))","v":2},4,{"$f":"(40.13+6.372*LN(AZ34)+0.213*(LN(AZ34)^2))","v":49.372813636914252},{"$f":"((43.75*AZ34)/(4.38+AZ34))","v":20.883054892601436}]
[null,null,null,null,null,null,null,"Catchment 1","Catchment 2","Catchment 3","Catchment 4",null,null,null,null,null,null,null,null,null,null,null,null,null,null,3,3,6,52.230906962977237,25.289017341040466,null,null,null,3,3,6,52.230906962977237,25.289017341040466,null,null,null,3,3,6,52.230906962977237,25.289017341040466,null,null,null,3,3,6,52.230906962977237,25.289017341040466]
[null,null,null,null,null,null,"N",{"$f":"J63","v":""},{"$f":"J73","v":""},{"$f":"J83","v":""},{"$f":"J93","v":""},null,null,null,null,null,null,null,null,null,null,null,null,null,null,4,4,8,54.301229931265112,28.271405492730214,null,null,null,4,4,8,54.301229931265112,28.271405492730214,null,null,null,4,4,8,54.301229931265112,28.271405492730214,null,null,null,4,4,8,54.301229931265112,28.271405492730214]
[null,null,null,null,null,null,"P",{"$f":"J68","v":""},{"$f":"J78","v":""},{"$f":"J88","v":""},{"$f":"J98","v":""},null,null,null,null,null,null,null,null,null,null,null,null,null,null,5,5,10,55.931376510089962,30.424200278164118,null,null,null,5,5,10,55.931376510089962,30.424200278164118,null,null,null,5,5,10,55.931376510089962,30.424200278164118,null,null,null,5,5,10,55.931376510089962,30.424200278164118]
[null,null,null,null,null,null,null,null,null,null,null,null,null,null,null,null,null,null,null,null,null,null,null,null,null,6,6,15,58.947739026353197,33.862229102167184,null,null,null,6,6,15,58.947739026353197,33.862229102167184,null,null,null,6,6,15,58.947739026353197,33.862229102167184,null,null,null,6,6,15,58.947739026353197,33.862229102167184]
[null,null,null,null,null,null,null,null,null,null,null,null,null,null,null,null,null,null,null,null,null,null,null,null,null,7,7,20,61.130355772161195,35.890073831009026,null,null,null,7,7,20,61.130355772161195,35.890073831009026,null,null,null,7,7,20,61.130355772161195,35.890073831009026,null,null,null,7,7,20,61.130355772161195,35.890073831009026]
[null,"N","P","N","P","N","P","N","P","Retention Amount:","Efficiency Provided:",null,null,null,null,null,null,null,null,null,null,null,null,null,null,8,8,25,62.847604171731334,37.22770592239619,null,null,null,8,8,25,62.847604171731334,37.22770592239619,null,null,null,8,8,25,62.847604171731334,37.22770592239619,null,null,null,8,8,25,62.847604171731334,37.22770592239619]
[null,0,0,0,0,0,0,0,0,0,null,0,null,null,null,null,null,null,null,null,null,null,null,null,null,9,9,30,64.266444308933686,38.176265270506107,null,null,null,9,9,30,64.266444308933686,38.176265270506107,null,null,null,9,9,30,64.266444308933686,38.176265270506107,null,null,null,9,9,30,64.266444308933686,38.176265270506107]
[null,{"$f":"IF(IF(L42>=IF($F$11=\"Retention\",$F$14,$F$16),1,0)>0,B41+1,IF(L42>=IF($F$11=\"Retention\",$F$14,$F$16),1,0))","v":{"$error":"#REF!"}},{"$f":"IF(IF(L42>=IF($F$11=\"Retention\",$F$15,$F$17),1,0)>0,C41+1,IF(L42>=IF($F$11=\"Retention\",$F$15,$F$17),1,0))","v":{"$error":"#REF!"}},{"$f":"IF(IF(L42>=IF($G$11=\"Retention\",$G$14,$G$16),1,0)>0,D41+1,IF(L42>=IF($G$11=\"Retention\",$G$14,$G$16),1,0))","v":{"$error":"#REF!"}},{"$f":"IF(IF(L42>=IF($G$11=\"Retention\",$G$15,$G$17),1,0)>0,E41+1,IF(L42>=IF($G$11=\"Retention\",$G$15,$G$17),1,0))","v":{"$error":"#REF!"}},{"$f":"IF(IF(L42>=IF($H$11=\"Retention\",$H$14,$H$16),1,0)>0,F41+1,IF(L42>=IF($H$11=\"Retention\",$H$14,$H$16),1,0))","v":{"$error":"#REF!"}},{"$f":"IF(IF(L42>=IF($H$11=\"Retention\",$H$15,$H$17),1,0)>0,G41+1,IF(L42>=IF($H$11=\"Retention\",$H$15,$H$17),1,0))","v":{"$error":"#REF!"}},{"$f":"IF(IF(L42>=IF($I$11=\"Retention\",$I$14,$I$16),1,0)>0,H41+1,IF(L42>=IF($I$11=\"Retention\",$I$14,$I$16),1,0))","v":{"$error":"#REF!"}},{"$f":"IF(IF(L42>=IF($I$11=\"Retention\",$I$15,$I$17),1,0)>0,I41+1,IF(L42>=IF($I$11=\"Retention\",$I$15,$I$17),1,0))","v":{"$error":"#REF!"}},0.25,null,{"$f":"'Rain Garden'!M57","v":{"$error":"#REF!"}},null,null,null,null,null,null,null,null,null,null,null,null,null,10,10,35,65.477104313376216,38.883951244286436,null,null,null,10,10,35,65.477104313376216,38.883951244286436,null,null,null,10,10,35,65.477104313376216,38.883951244286436,null,null,null,10,10,35,65.477104313376216,38.883951244286436]
[null,{"$f":"IF(IF(L43>=IF($F$11=\"Retention\",$F$14,$F$16),1,0)>0,B42+1,IF(L43>=IF($F$11=\"Retention\",$F$14,$F$16),1,0))","v":{"$error":"#REF!"}},{"$f":"IF(IF(L43>=IF($F$11=\"Retention\",$F$15,$F$17),1,0)>0,C42+1,IF(L43>=IF($F$11=\"Retention\",$F$15,$F$17),1,0))","v":{"$error":"#REF!"}},{"$f":"IF(IF(L43>=IF($G$11=\"Retention\",$G$14,$G$16),1,0)>0,D42+1,IF(L43>=IF($G$11=\"Retention\",$G$14,$G$16),1,0))","v":{"$error":"#REF!"}},{"$f":"IF(IF(L43>=IF($G$11=\"Retention\",$G$15,$G$17),1,0)>0,E42+1,IF(L43>=IF($G$11=\"Retention\",$G$15,$G$17),1,0))","v":{"$error":"#REF!"}},{"$f":"IF(IF(L43>=IF($H$11=\"Retention\",$H$14,$H$16),1,0)>0,F42+1,IF(L43>=IF($H$11=\"Retention\",$H$14,$H$16),1,0))","v":{"$error":"#REF!"}},{"$f":"IF(IF(L43>=IF($H$11=\"Retention\",$H$15,$H$17),1,0)>0,G42+1,IF(L43>=IF($H$11=\"Retention\",$H$15,$H$17),1,0))","v":{"$error":"#REF!"}},{"$f":"IF(IF(L43>=IF($I$11=\"Retention\",$I$14,$I$16),1,0)>0,H42+1,IF(L43>=IF($I$11=\"Retention\",$I$14,$I$16),1,0))","v":{"$error":"#REF!"}},{"$f":"IF(IF(L43>=IF($I$11=\"Retention\",$I$15,$I$17),1,0)>0,I42+1,IF(L43>=IF($I$11=\"Retention\",$I$15,$I$17),1,0))","v":{"$error":"#REF!"}},0.5,null,{"$f":"'Rain Garden'!M58","v":{"$error":"#REF!"}},null,null,null,null,null,null,null,null,null,null,null,null,null,11,11,40,66.534008018161586,39.43217665615142,null,null,null,11,11,40,66.534008018161586,39.43217665615142,null,null,null,11,11,40,66.534008018161586,39.43217665615142,null,null,null,11,11,40,66.534008018161586,39.43217665615142]
[null,{"$error":"#REF!"},{"$error":"#REF!"},{"$error":"#REF!"},{"$error":"#REF!"},{"$error":"#REF!"},{"$error":"#REF!"},{"$error":"#REF!"},{"$error":"#REF!"},0.75,null,{"$f":"'Rain Garden'!M59","v":{"$error":"#REF!"}},null,null,null,null,null,null,null,null,null,null,null,null,null,12,12,45,67.472568078064668,39.869380315917375,null,null,null,12,12,45,67.472568078064668,39.869380315917375,null,null,null,12,12,45,67.472568078064668,39.869380315917375,null,null,null,12,12,45,67.472568078064668,39.869380315917375]
[null,{"$error":"#REF!"},{"$error":"#REF!"},{"$error":"#REF!"},{"$error":"#REF!"},{"$error":"#REF!"},{"$error":"#REF!"},{"$error":"#REF!"},{"$error":"#REF!"},1,null,{"$f":"'Rain Garden'!M60","v":{"$error":"#REF!"}},null,null,null,null,null,null,null,null,null,null,null,null,null,13,13,50,68.317146401522947,40.22618609783008,null,null,null,13,13,50,68.317146401522947,40.22618609783008,null,null,null,13,13,50,68.317146401522947,40.22618609783008,null,null,null,13,13,50,68.317146401522947,40.22618609783008]
[null,{"$error":"#REF!"},{"$error":"#REF!"},{"$error":"#REF!"},{"$error":"#REF!"},{"$error":"#REF!"},{"$error":"#REF!"},{"$error":"#REF!"},{"$error":"#REF!"},1.25,null,{"$f":"'Rain Garden'!M61","v":{"$error":"#REF!"}},null,null,null,null,null,null,null,null,null,null,null,null,null,14,14,60,69.789822575443324,40.773532152842499,null,null,null,14,14,60,69.789822575443324,40.773532152842499,null,null,null,14,14,60,69.789822575443324,40.773532152842499,null,null,null,14,14,60,69.789822575443324,40.773532152842499]
[null,{"$error":"#REF!"},{"$error":"#REF!"},{"$error":"#REF!"},{"$error":"#REF!"},{"$error":"#REF!"},{"$error":"#REF!"},{"$error":"#REF!"},{"$error":"#REF!"},1.5,null,{"$f":"'Rain Garden'!M62","v":{"$error":"#REF!"}},null,null,null,null,null,null,null,null,null,null,null,null,null,15,15,70,71.046000300364028,41.17370260822802,null,null,null,15,15,70,71.046000300364028,41.17370260822802,null,null,null,15,15,70,71.046000300364028,41.17370260822802,null,null,null,15,15,70,71.046000300364028,41.17370260822802]
[null,{"$error":"#REF!"},{"$error":"#REF!"},{"$error":"#REF!"},{"$error":"#REF!"},{"$error":"#REF!"},{"$error":"#REF!"},{"$error":"#REF!"},{"$error":"#REF!"},1.75,null,{"$f":"'Rain Garden'!M63","v":{"$error":"#REF!"}},null,null,null,null,null,null,null,null,null,null,null,null,null,16,16,80,72.14233324809112,41.479023465276136,null,null,null,16,16,80,72.14233324809112,41.479023465276136,null,null,null,16,16,80,72.14233324809112,41.479023465276136,null,null,null,16,16,80,72.14233324809112,41.479023465276136]
[null,{"$error":"#REF!"},{"$error":"#REF!"},{"$error":"#REF!"},{"$error":"#REF!"},{"$error":"#REF!"},{"$error":"#REF!"},{"$error":"#REF!"},{"$error":"#REF!"},2,null,{"$f":"'Rain Garden'!M64","v":{"$error":"#REF!"}},null,null,null,null,null,null,null,null,null,null,null,null,null,17,17,90,73.115672365083583,41.719643992371267,null,null,null,17,17,90,73.115672365083583,41.719643992371267,null,null,null,17,17,90,73.115672365083583,41.719643992371267,null,null,null,17,17,90,73.115672365083583,41.719643992371267]
[null,{"$error":"#REF!"},{"$error":"#REF!"},{"$error":"#REF!"},{"$error":"#REF!"},{"$error":"#REF!"},{"$error":"#REF!"},{"$error":"#REF!"},{"$error":"#REF!"},2.25,null,{"$f":"'Rain Garden'!M65","v":{"$error":"#REF!"}},null,null,null,null,null,null,null,null,null,null,null,null,null,18,18,100,73.991361615243719,41.914159800728108,null,null,null,18,18,100,73.991361615243719,41.914159800728108,null,null,null,18,18,100,73.991361615243719,41.914159800728108,null,null,null,18,18,100,73.991361615243719,41.914159800728108]
[null,{"$error":"#REF!"},{"$error":"#REF!"},{"$error":"#REF!"},{"$error":"#REF!"},{"$error":"#REF!"},{"$error":"#REF!"},{"$error":"#REF!"},{"$error":"#REF!"},2.5,null,{"$f":"'Rain Garden'!M66","v":{"$error":"#REF!"}},null,null,null,null,null,null,null,null,null,null,null,null,null,19,19,200,79.870249812893633,42.812408259125156,null,null,null,19,19,200,79.870249812893633,42.812408259125156,null,null,null,19,19,200,79.870249812893633,42.812408259125156,null,null,null,19,19,200,79.870249812893633,42.812408259125156]
[null,{"$error":"#REF!"},{"$error":"#REF!"},{"$error":"#REF!"},{"$error":"#REF!"},{"$error":"#REF!"},{"$error":"#REF!"},{"$error":"#REF!"},{"$error":"#REF!"},2.75,null,{"$f":"'Rain Garden'!M67","v":{"$error":"#REF!"}},null,null,null,null,null,null,null,null,null,null,null,null,null,20,20,300,83.404059580884891,43.120441553321506,null,null,null,20,20,300,83.404059580884891,43.120441553321506,null,null,null,20,20,300,83.404059580884891,43.120441553321506,null,null,null,20,20,300,83.404059580884891,43.120441553321506]
[null,{"$error":"#REF!"},{"$error":"#REF!"},{"$error":"#REF!"},{"$error":"#REF!"},{"$error":"#REF!"},{"$error":"#REF!"},{"$error":"#REF!"},{"$error":"#REF!"},3,null,{"$f":"'Rain Garden'!M68","v":{"$error":"#REF!"}},null,null,null,null,null,null,null,null,null,null,null,null,null,21,21,400,85.953810994472718,43.276126415747562,null,null,null,21,21,400,85.953810994472718,43.276126415747562,null,null,null,21,21,400,85.953810994472718,43.276126415747562,null,null,null,21,21,400,85.953810994472718,43.276126415747562]
[null,{"$error":"#REF!"},{"$error":"#REF!"},{"$error":"#REF!"},{"$error":"#REF!"},{"$error":"#REF!"},{"$error":"#REF!"},{"$error":"#REF!"},{"$error":"#REF!"},3.25,null,{"$f":"'Rain Garden'!M69","v":{"$error":"#REF!"}},null,null,null,null,null,null,null,null,null,null,null,null,null,22,22,500,87.955831166161801,43.370078115706413,null,null,null,22,22,500,87.955831166161801,43.370078115706413,null,null,null,22,22,500,87.955831166161801,43.370078115706413,null,null,null,22,22,500,87.955831166161801,43.370078115706413]
[null,{"$error":"#REF!"},{"$error":"#REF!"},{"$error":"#REF!"},{"$error":"#REF!"},{"$error":"#REF!"},{"$error":"#REF!"},{"$error":"#REF!"},{"$error":"#REF!"},3.5,null,{"$f":"'Rain Garden'!M70","v":{"$error":"#REF!"}}]
[null,{"$error":"#REF!"},{"$error":"#REF!"},{"$error":"#REF!"},{"$error":"#REF!"},{"$error":"#REF!"},{"$error":"#REF!"},{"$error":"#REF!"},{"$error":"#REF!"},3.75,null,{"$f":"'Rain Garden'!M71","v":{"$error":"#REF!"}},null,null,null,null,null,null,null,null,null,null,null,null,null,null,null,"N",{"$f":"VLOOKUP(0,Z32:AD54,3)","v":0},{"$f":"VLOOKUP(0,Z32:AD54,5)","v":0},null,null,null,null,null,"N",{"$f":"VLOOKUP(0,AH32:AL54,3)","v":0},{"$f":"VLOOKUP(0,AH32:AL54,5)","v":0},null,null,null,null,null,"N",{"$f":"VLOOKUP(0,AP32:AT54,3)","v":0},{"$f":"VLOOKUP(0,AP32:AT54,5)","v":0},null,null,null,null,null,"N",{"$f":"VLOOKUP(0,AX32:BB54,3)","v":0},{"$f":"VLOOKUP(0,AX32:BB54,5)","v":0}]
[null,{"$error":"#REF!"},{"$error":"#REF!"},{"$error":"#REF!"},{"$error":"#REF!"},{"$error":"#REF!"},{"$error":"#REF!"},{"$error":"#REF!"},{"$error":"#REF!"},4,null,{"$f":"'Rain Garden'!M72","v":{"$error":"#REF!"}},null,null,null,null,null,null,null,null,null,null,null,null,null,null,null,null,{"$f":"VLOOKUP(1,Z32:AD54,3)","v":2},{"$f":"VLOOKUP(1,Z32:AD54,5)","v":13.714733542319749},null,null,null,null,null,null,{"$f":"VLOOKUP(1,AH32:AL54,3)","v":2},{"$f":"VLOOKUP(1,AH32:AL54,5)","v":13.714733542319749},null,null,null,null,null,null,{"$f":"VLOOKUP(1,AP32:AT54,3)","v":2},{"$f":"VLOOKUP(1,AP32:AT54,5)","v":13.714733542319749},null,null,null,null,null,null,{"$f":"VLOOKUP(1,AX32:BB54,3)","v":2},{"$f":"VLOOKUP(1,AX32:BB54,5)","v":13.714733542319749}]
[null,null,null,null,null,null,null,null,null,null,null,null,null,null,null,null,null,null,null,null,null,null,null,null,null,null,null,null,{"$f":"IF(ISERROR(IF($F$16>AD54,500,AC56+(($F$16-AD56)/(AD57-AD56)*(AC57-AC56))))=TRUE,0,(IF($F$16>AD54,500,AC56+(($F$16-AD56)/(AD57-AD56)*(AC57-AC56)))))","v":0},null,null,null,null,null,null,null,{"$f":"IF(ISERROR(IF($G$16>AL54,500,AK56+(($G$16-AL56)/(AL57-AL56)*(AK57-AK56))))=TRUE,0,(IF($G$16>AL54,500,AK56+(($G$16-AL56)/(AL57-AL56)*(AK57-AK56)))))","v":0},null,null,null,null,null,null,null,{"$f":"IF(ISERROR(IF($H$16>AT54,500,AS56+(($H$16-AT56)/(AT57-AT56)*(AS57-AS56))))=TRUE,0,(IF($H$16>AT54,500,AS56+(($H$16-AT56)/(AT57-AT56)*(AS57-AS56)))))","v":0},null,null,null,null,null,null,null,{"$f":"IF(ISERROR(IF($I$16>BB54,500,BA56+(($I$16-BB56)/(BB57-BB56)*(BA57-BA56))))=TRUE,0,(IF($I$16>BB54,500,BA56+(($I$16-BB56)/(BB57-BB56)*(BA57-BA56)))))","v":0}]
[null,null,null,null,null,null,null,null,"Interpolation for Retention Amount:"]
[null,null,null,null,null,null,null,null,null,"Catch 1",null,null,null,null,null,null,null,null,null,null,null,null,null,null,null,null,null,"P",{"$f":"VLOOKUP(0,AA32:AD54,2)","v":0},{"$f":"VLOOKUP(0,AA32:AD54,3)","v":0},null,null,null,null,null,"P",{"$f":"VLOOKUP(0,AI32:AL54,2)","v":0},{"$f":"VLOOKUP(0,AI32:AL54,3)","v":0},null,null,null,null,null,"P",{"$f":"VLOOKUP(0,AQ32:AT54,2)","v":0},{"$f":"VLOOKUP(0,AQ32:AT54,3)","v":0},null,null,null,null,null,"P",{"$f":"VLOOKUP(0,AY32:BB54,2)","v":0},{"$f":"VLOOKUP(0,AY32:BB54,3)","v":0}]
[null,null,null,null,null,null,null,null,null,{"$f":"VLOOKUP(0,B41:L57,9)","v":0},{"$f":"VLOOKUP(0,B41:L57,11)","v":0},null,null,null,null,null,null,null,null,null,null,null,null,null,null,null,null,null,{"$f":"VLOOKUP(1,AA32:AD54,2)","v":2},{"$f":"VLOOKUP(1,AA32:AD54,3)","v":44.649070326492549},null,null,null,null,null,null,{"$f":"VLOOKUP(1,AI32:AL54,2)","v":2},{"$f":"VLOOKUP(1,AI32:AL54,3)","v":44.649070326492549},null,null,null,null,null,null,{"$f":"VLOOKUP(1,AQ32:AT54,2)","v":2},{"$f":"VLOOKUP(1,AQ32:AT54,3)","v":44.649070326492549},null,null,null,null,null,null,{"$f":"VLOOKUP(1,AY32:BB54,2)","v":2},{"$f":"VLOOKUP(1,AY32:BB54,3)","v":44.649070326492549}]
[null,null,null,null,null,null,null,null,null,{"$f":"VLOOKUP(1,B41:L57,9)","v":0},{"$f":"VLOOKUP(1,B41:L57,11)","v":0},null,null,null,null,null,null,null,null,null,null,null,null,null,null,null,null,null,{"$f":"IF(ISERROR(IF($F$17>AC54,500,AC60+(($F$17-AD60)/(AD61-AD60)*(AC61-AC60))))=TRUE,0,(IF($F$17>AC54,500,AC60+(($F$17-AD60)/(AD61-AD60)*(AC61-AC60)))))","v":0},null,null,null,null,null,null,null,{"$f":"IF(ISERROR(IF($G$17>AK54,500,AK60+(($G$17-AL60)/(AL61-AL60)*(AK61-AK60))))=TRUE,0,(IF($G$17>AK54,500,AK60+(($G$17-AL60)/(AL61-AL60)*(AK61-AK60)))))","v":0},null,null,null,null,null,null,null,{"$f":"IF(ISERROR(IF($H$17>AS54,500,AS60+(($H$17-AT60)/(AT61-AT60)*(AS61-AS60))))=TRUE,0,(IF($H$17>AS54,500,AS60+(($H$17-AT60)/(AT61-AT60)*(AS61-AS60)))))","v":0},null,null,null,null,null,null,null,{"$f":"IF(ISERROR(IF($I$17>BA54,500,BA60+(($I$17-BB60)/(BB61-BB60)*(BA61-BA60))))=TRUE,0,(IF($I$17>BA54,500,BA60+(($I$17-BB60)/(BB61-BB60)*(BA61-BA60)))))","v":0}]
[null,null,null,null,null,null,null,null,"N",{"$f":"IF(IF($F$11=\"Retention\",$F$14,$F$16)=0,\"\",(IF(IF($F$11=\"Retention\",$F$14,$F$16)>L57,J57,J61+((IF($F$11=\"Retention\",$F$14,$F$16)-K61)/(K62-K61)*(J62-J61)))))","v":""}]
[null,null,null,null,null,null,null,null,null,null,null,null,null,null,null,null,null,null,null,null,null,null,null,null,null,null,null,"For Detention"]
[null,null,null,null,null,null,null,null,null,"Catch 1",null,null,null,null,null,null,null,null,null,null,null,null,null,null,null,null,null,"Catchment 1","Catchment 2","Catchment 3","Catchment 4"]
[null,null,null,null,null,null,null,null,null,{"$f":"VLOOKUP(0,C41:L57,8)","v":0},{"$f":"VLOOKUP(0,C41:L57,10)","v":0},null,null,null,null,null,null,null,null,null,null,null,null,null,null,null,"N",{"$f":"IF($X$27=\"Detention\", Y28, \"\")","v":0},{"$f":"IF($AF$27=\"Detention\", AG28, \"\")","v":0},{"$f":"IF($AN$27=\"Detention\", AO28, \"\")","v":0},{"$f":"IF($AV$27=\"Detention\", AW28, \"\")","v":0}]
[null,null,null,null,null,null,null,null,null,{"$f":"VLOOKUP(1,C41:L57,8)","v":0},{"$f":"VLOOKUP(1,C41:L57,10)","v":0},null,null,null,null,null,null,null,null,null,null,null,null,null,null,null,"P",{"$f":"IF($X$27=\"Detention\", Y29, \"\")","v":0},{"$f":"IF($AF$27=\"Detention\", AG29, \"\")","v":0},{"$f":"IF($AN$27=\"Detention\", AO29, \"\")","v":0},{"$f":"IF($AV$27=\"Detention\", AW29, \"\")","v":0}]
[null,null,null,null,null,null,null,null,"P",{"$f":"IF(IF($F$11=\"Retention\",$F$15,$F$17)=0,\"\",(IF(IF($F$11=\"Retention\",$F$15,$F$17)>L57,J57,J66+((IF($F$11=\"Retention\",$F$15,$F$17)-K66)/(K67-K66)*(J67-J66)))))","v":""}]
[]
[null,null,null,null,null,null,null,null,null,"Catch 2"]
[null,null,null,null,null,null,null,null,null,{"$f":"VLOOKUP(0,D41:L57,7)","v":0},{"$f":"VLOOKUP(0,D41:L57,9)","v":0}]
[null,null,null,null,null,null,null,null,null,{"$f":"VLOOKUP(1,D41:L57,7)","v":0},{"$f":"VLOOKUP(1,D41:L57,9)","v":0}]
[null,null,null,null,null,null,null,null,"N",{"$f":"IF(IF($G$11=\"Retention\",$G$14,$G$16)=0,\"\",(IF(IF($G$11=\"Retention\",$G$14,$G$16)>L57,J57,J71+((IF($G$11=\"Retention\",$G$14,$G$16)-K71)/(K72-K71)*(J72-J71)))))","v":""}]
[]
[null,null,null,null,null,null,null,null,null,"Catch 2"]
[null,null,null,null,null,null,null,null,null,{"$f":"VLOOKUP(0,E41:L57,6)","v":0},{"$f":"VLOOKUP(0,E41:L57,8)","v":0}]
[null,null,null,null,null,null,null,null,null,{"$f":"VLOOKUP(1,E41:L57,6)","v":0},{"$f":"VLOOKUP(1,E41:L57,8)","v":0}]
[null,null,null,null,null,null,null,null,"P",{"$f":"IF(IF($G$11=\"Retention\",$G$15,$G$17)=0,\"\",(IF(IF($G$11=\"Retention\",$G$15,$G$17)>L57,J57,J76+((IF($G$11=\"Retention\",$G$15,$G$17)-K76)/(K77-K76)*(J77-J76)))))","v":""}]
[]
[null,null,null,null,null,null,null,null,null,"Catch 3"]
[null,null,null,null,null,null,null,null,null,{"$f":"VLOOKUP(0,F41:L57,5)","v":0},{"$f":"VLOOKUP(0,F41:L57,7)","v":0}]
[null,null,null,null,null,null,null,null,null,{"$f":"VLOOKUP(1,F41:L57,5)","v":0},{"$f":"VLOOKUP(1,F41:L57,7)","v":0}]
[null,null,null,null,null,null,null,null,"N",{"$f":"IF(IF($H$11=\"Retention\",$H$14,$H$16)=0,\"\",(IF(IF($H$11=\"Retention\",$H$14,$H$16)>L57,J57,J81+((IF($H$11=\"Retention\",$H$14,$H$16)-K81)/(K82-K81)*(J82-J81)))))","v":""}]
[]
[null,null,null,null,null,null,null,null,null,"Catch 3"]
[null,null,null,null,null,null,null,null,null,{"$f":"VLOOKUP(0,G41:L57,4)","v":0},{"$f":"VLOOKUP(0,G41:L57,6)","v":0}]
[null,null,null,null,null,null,null,null,null,{"$f":"VLOOKUP(1,G41:L57,4)","v":0},{"$f":"VLOOKUP(1,G41:L57,6)","v":0}]
[null,null,null,null,null,null,null,null,"P",{"$f":"IF(IF($H$11=\"Retention\",$H$15,$H$17)=0,\"\",(IF(IF($H$11=\"Retention\",$H$15,$H$17)>L57,J57,J86+((IF($H$11=\"Retention\",$H$15,$H$17)-K86)/(K87-K86)*(J87-J86)))))","v":""}]
[]
[null,null,null,null,null,null,null,null,null,"Catch 4"]
[null,null,null,null,null,null,null,null,null,{"$f":"VLOOKUP(0,H41:L57,3)","v":0},{"$f":"VLOOKUP(0,H41:L57,5)","v":0}]
[null,null,null,null,null,null,null,null,null,{"$f":"VLOOKUP(1,H41:L57,3)","v":0},{"$f":"VLOOKUP(1,H41:L57,5)","v":0}]
[null,null,null,null,null,null,null,null,"N",{"$f":"IF(IF($I$11=\"Retention\",$I$14,$I$16)=0,\"\",(IF(IF($I$11=\"Retention\",$I$14,$I$16)>L57,J57,J91+((IF($I$11=\"Retention\",$I$14,$I$16)-K91)/(K92-K91)*(J92-J91)))))","v":""}]
[]
[null,null,null,null,null,null,null,null,null,"Catch 4"]
[null,null,null,null,null,null,null,null,null,{"$f":"VLOOKUP(0,I41:L57,2)","v":0},{"$f":"VLOOKUP(0,I41:L57,4)","v":0}]
[null,null,null,null,null,null,null,null,null,{"$f":"VLOOKUP(1,I41:L57,2)","v":0},{"$f":"VLOOKUP(1,I41:L57,4)","v":0}]
[null,null,null,null,null,null,null,null,"P",{"$f":"IF(IF($I$11=\"Retention\",$I$15,$I$17)=0,\"\",(IF(IF($I$11=\"Retention\",$I$15,$I$17)>L57,J57,J96+((IF($I$11=\"Retention\",$I$15,$I$17)-K96)/(K97-K96)*(J97-J96)))))","v":""}]

{"sheet":"Multiple Catchment","index":22,"n_rows":74,"n_cols":69,"rows_kept":74,"cut":false,"hidden":false,"merged":[[8,3,8,4],[1,1,2,6],[1,7,2,7],[17,8,19,10],[20,8,22,10],[5,1,5,7],[7,1,7,7],[6,1,6,7],[20,1,20,3],[3,1,3,3],[15,1,15,2],[15,3,15,4],[15,6,15,7],[17,1,17,3],[4,1,4,7],[8,1,8,2],[24,1,24,3],[25,1,25,3],[10,1,10,3],[11,1,11,3],[14,1,14,7],[12,1,12,3],[16,1,16,3],[17,5,20,5],[2,25,2,28],[1,20,2,20],[27,14,28,14],[1,9,1,10],[2,9,2,10],[1,16,2,16],[1,19,2,19],[1,17,2,17],[1,18,2,18],[1,14,2,15],[3,8,5,10],[10,8,14,10],[27,33,27,34],[27,35,27,36],[46,33,46,36],[27,54,27,55],[46,51,46,55],[27,37,27,38],[27,39,27,40],[46,37,46,40],[27,41,27,42],[27,44,27,45],[46,41,46,45],[27,46,27,47],[27,49,27,50],[46,46,46,50],[27,51,27,52],[27,29,27,30],[27,31,27,32],[46,29,46,32],[31,14,32,14],[29,14,30,14],[8,6,8,7],[23,8,29,10],[13,1,13,7],[8,8,9,10],[6,8,7,10],[15,8,16,10],[18,1,18,3],[16,6,16,7],[19,1,19,3],[21,1,21,3],[28,1,28,3],[29,1,29,3],[26,1,26,3],[27,1,27,3],[22,1,22,3],[23,1,23,3]]}
[]
[null,"CATCHMENTS AND TREATMENT SUMMARY RESULTS",null,null,null,null,null,{"$f":"'General Site Information'!G2:G3","v":"V 7.6"},"Blue Numbers = ","Input data",null,null,null,null,null,null,{"$f":"E10","v":"Catchment 1:"},{"$f":"F10","v":"Catchment 2:"},{"$f":"G10","v":"Catchment 3:"},{"$f":"H10","v":"Catchment 4:"},"Ret/Det"]
[null,null,null,null,null,null,null,null,"Red Numbers =","Calculated or Carryover",null,null,null,null,null,null,null,null,null,null,null,null,"Pre Mass Loading - Nitrogen",{"$f":"'Stormwater Treatment Analysis'!#REF!","v":{"$error":"#REF!"}},null,null,null,null,null,null,null,null,null,null,null,null,null,null,null,"Catch 1",null,null,null,null,"Catch 2",null,null,null,null,"Catch 3",null,null,null,null,"Catch 4"]
[null,"CALCULATION METHODS:",null,null,null,null,null,null,null,null,null,null,1,1,"Retention Basin",{"$f":"'Retention Basin'!G16","v":0},{"$f":"IF($O4=E$11,$P4,IF($O4=E$12,$P4,IF($O4=E$13,$P4,\"\")))","v":""},{"$f":"IF($O4=F$11,$P4,IF($O4=F$12,$P4,IF($O4=F$13,$P4,\"\")))","v":""},{"$f":"IF($O4=G$11,$P4,IF($O4=G$12,$P4,IF($O4=G$13,$P4,\"\")))","v":""},{"$f":"IF($O4=H$11,$P4,IF($O4=H$12,$P4,IF($O4=H$13,$P4,\"\")))","v":""},"Retention",null,"Pre Mass Loading - Phosphorus",{"$f":"'Stormwater Treatment Analysis'!H17","v":0},null,1,"Retention Basin",1,{"$f":"'Retention Basin'!Z30","v":0},null,null,null,null,null,null,null,null,null,null,{"$f":"IF('Retention Basin'!G15>0, 1, 0)","v":0},{"$f":"IF(AN4=1, 1, 0)","v":0},0,0,null,{"$f":"IF('Retention Basin'!H15>0, 1, 0)","v":0},{"$f":"IF(AS4=1, 1, 0)","v":0},0,0,null,{"$f":"IF('Retention Basin'!I15>0, 1, 0)","v":0},{"$f":"IF(AX4=1, 1, 0)","v":0},0,0,null,{"$f":"IF('Retention Basin'!J15>0, 1, 0)","v":0},{"$f":"IF(BC4=1, 1, 0)","v":0},0,0,null,{"$f":"AA4","v":"Retention Basin"}]
[null,"1. The effectiveness of each BMP in a single catchment is converted to an equivalent capture volume.",null,null,null,null,null,null,null,null,null,null,2,2,"Wet Detention",{"$f":"'Wet Detention'!I14","v":""},"","","","",null,null,"Post Mass Loading - Nitrogen",{"$f":"'Stormwater Treatment Analysis'!H24","v":0},null,2,"Wet Detention",2,{"$f":"'Wet Detention'!I9","v":0},null,null,null,null,null,null,null,null,null,null,{"$f":"IF('Wet Detention'!I9>0,'Multiple Catchment'!AN4+1, AN4)","v":0},{"$f":"IF(AN5<1, 0, IF(AN5=AN4,AO4+1,IF(AN5=1, 1, AO4+1)))","v":0},{"$f":"IF(AN5<2, 0, IF(AN5=AN4,AP4+1,IF(AN5=2, 1, AP4+1)))","v":0},{"$f":"IF(AN5<3, 0, IF(AN5=AN4,AQ4+1,IF(AN5=3, 1, AQ4+1)))","v":0},{"$f":"IF(AN5>AN4, 1, 0)","v":0},{"$f":"IF('Wet Detention'!J9>0,'Multiple Catchment'!AS4+1, AS4)","v":0},{"$f":"IF(AS5<1, 0, IF(AS5=AS4,AT4+1,IF(AS5=1, 1, AT4+1)))","v":0},{"$f":"IF(AS5<2, 0, IF(AS5=AS4,AU4+1,IF(AS5=2, 1, AU4+1)))","v":0},{"$f":"IF(AS5<3, 0, IF(AS5=AS4,AV4+1,IF(AS5=3, 1, AV4+1)))","v":0},{"$f":"IF(AS5>AS4, 1, 0)","v":0},{"$f":"IF('Wet Detention'!K9>0,'Multiple Catchment'!AX4+1, AX4)","v":0},{"$f":"IF(AX5<1, 0, IF(AX5=AX4,AY4+1,IF(AX5=1, 1, AY4+1)))","v":0},{"$f":"IF(AX5<2, 0, IF(AX5=AX4,AZ4+1,IF(AX5=2, 1, AZ4+1)))","v":0},{"$f":"IF(AX5<3, 0, IF(AX5=AX4,BA4+1,IF(AX5=3, 1, BA4+1)))","v":0},{"$f":"IF(AX5>AX4, 1, 0)","v":0},{"$f":"IF('Wet Detention'!L9>0,'Multiple Catchment'!BC4+1, BC4)","v":0},{"$f":"IF(BC5<1, 0, IF(BC5=BC4,BD4+1,IF(BC5=1, 1, BD4+1)))","v":0},{"$f":"IF(BC5<2, 0, IF(BC5=BC4,BE4+1,IF(BC5=2, 1, BE4+1)))","v":0},{"$f":"IF(BC5<3, 0, IF(BC5=BC4,BF4+1,IF(BC5=3, 1, BF4+1)))","v":0},{"$f":"IF(BC5>BC4, 1, 0)","v":0},"Wet Detention",null,"IF('Tree Well'!F17=\"Detention\",'Tree Well'!Z70, 0)+IF('Rain Garden'!G12=\"Detention\", 'Rain Garden'!Z78, 0)+IF('User Defined BMP'!F10=\"Detention\", 'User Defined BMP'!Z65"]
[null,"2. Certain BMP treatment train combinations have not been evaluated and in practice they are at this time not used,  ",null,null,null,null,null,null,null,null,null,null,2,2.1,"Wet Detention",{"$f":"'Wet Detention'!I15","v":""},"","","","",null,null,"Post Mass Loading - Phosphorus",{"$f":"'Stormwater Treatment Analysis'!H25","v":0},null,3,"Exfiltration Trench",1,{"$f":"'Exfiltration Trench'!Z30","v":0},null,null,null,null,null,null,null,null,null,null,{"$f":"IF('Exfiltration Trench'!G18>0,'Multiple Catchment'!AN5+1, AN5)","v":0},{"$f":"IF(AN6<1, 0, IF(AN6=AN5,AO5+1,IF(AN6=1, 1, AO5+1)))","v":0},{"$f":"IF(AN6<2, 0, IF(AN6=AN5,AP5+1,IF(AN6=2, 1, AP5+1)))","v":0},0,null,{"$f":"IF('Exfiltration Trench'!H18>0,'Multiple Catchment'!AS5+1, AS5)","v":0},{"$f":"IF(AS6<1, 0, IF(AS6=AS5,AT5+1,IF(AS6=1, 1, AT5+1)))","v":0},{"$f":"IF(AS6<2, 0, IF(AS6=AS5,AU5+1,IF(AS6=2, 1, AU5+1)))","v":0},0,null,{"$f":"IF('Exfiltration Trench'!I18>0,'Multiple Catchment'!AX5+1, AX5)","v":0},{"$f":"IF(AX6<1, 0, IF(AX6=AX5,AY5+1,IF(AX6=1, 1, AY5+1)))","v":0},{"$f":"IF(AX6<2, 0, IF(AX6=AX5,AZ5+1,IF(AX6=2, 1, AZ5+1)))","v":0},0,null,{"$f":"IF('Exfiltration Trench'!J18>0,'Multiple Catchment'!BC5+1, BC5)","v":0},{"$f":"IF(BC6<1, 0, IF(BC6=BC5,BD5+1,IF(BC6=1, 1, BD5+1)))","v":0},{"$f":"IF(BC6<2, 0, IF(BC6=BC5,BE5+1,IF(BC6=2, 1, BE5+1)))","v":0},0,null,"Exfiltration Trench"]
[null,"     an example is a greenroof following a tree well.",null,null,null,null,null,null,null,null,null,null,3,3,"Exfiltration Trench",{"$f":"'Exfiltration Trench'!G19","v":0},"","","","",null,null,"Required Treatment Eff (Nitrogen):",{"$f":"'Stormwater Treatment Analysis'!H15","v":""},null,4,"Pervious Pavement",1,{"$f":"'Pervious Pavement'!R14","v":0},null,null,null,null,null,null,null,null,null,null,{"$f":"IF('Pervious Pavement'!O13>0,'Multiple Catchment'!AN6+1, AN6)","v":0},{"$f":"IF(AN7<1, 0, IF(AN7=AN6,AO6+1,IF(AN7=1, 1, AO6+1)))","v":0},{"$f":"IF(AN7<2, 0, IF(AN7=AN6,AP6+1,IF(AN7=2, 1, AP6+1)))","v":0},{"$f":"IF(AN7<3, 0, IF(AN7=AN6,AQ6+1,IF(AN7=3, 1, AQ6+1)))","v":0},null,{"$f":"IF('Pervious Pavement'!P13>0,'Multiple Catchment'!AS6+1, AS6)","v":0},{"$f":"IF(AS7<1, 0, IF(AS7=AS6,AT6+1,IF(AS7=1, 1, AT6+1)))","v":0},{"$f":"IF(AS7<2, 0, IF(AS7=AS6,AU6+1,IF(AS7=2, 1, AU6+1)))","v":0},{"$f":"IF(AS7<3, 0, IF(AS7=AS6,AV6+1,IF(AS7=3, 1, AV6+1)))","v":0},null,{"$f":"IF('Pervious Pavement'!Q13>0,'Multiple Catchment'!AX6+1, AX6)","v":0},{"$f":"IF(AX7<1, 0, IF(AX7=AX6,AY6+1,IF(AX7=1, 1, AY6+1)))","v":0},{"$f":"IF(AX7<2, 0, IF(AX7=AX6,AZ6+1,IF(AX7=2, 1, AZ6+1)))","v":0},{"$f":"IF(AX7<3, 0, IF(AX7=AX6,BA6+1,IF(AX7=3, 1, BA6+1)))","v":0},null,{"$f":"IF('Pervious Pavement'!R13>0,'Multiple Catchment'!BC6+1, BC6)","v":0},{"$f":"IF(BC7<1, 0, IF(BC7=BC6,BD6+1,IF(BC7=1, 1, BD6+1)))","v":0},{"$f":"IF(BC7<2, 0, IF(BC7=BC6,BE6+1,IF(BC7=2, 1, BE6+1)))","v":0},{"$f":"IF(BC7<3, 0, IF(BC7=BC6,BF6+1,IF(BC7=3, 1, BF6+1)))","v":0},null,"Pervious Pavement"]
[null,"3. Wet detention is last when used in a single catchment with other BMPs, except when followed by filtration",null,null,null,null,null,null,null,null,null,null,4,4,"Pervious Pavement",{"$f":"'Pervious Pavement'!R15","v":0},"","","","",null,null,"Required Treatment Eff (Phosphorus):",{"$f":"'Stormwater Treatment Analysis'!H16","v":""},null,5,"Stormwater Harvesting",3,null,null,null,null,null,null,null,null,null,null,null,{"$f":"IF('Stormwater Harvesting'!G9>0,'Multiple Catchment'!AN7+1, AN7)","v":0},{"$f":"IF(AN8<1, 0, IF(AN8=AN7,AO7+1,IF(AN8=1, 1, AO7+1)))","v":0},0,0,null,{"$f":"IF('Stormwater Harvesting'!H9>0,'Multiple Catchment'!AS7+1, AS7)","v":0},0,0,0,null,{"$f":"IF('Stormwater Harvesting'!I9>0,'Multiple Catchment'!AX7+1, AX7)","v":0},0,0,0,null,{"$f":"IF('Stormwater Harvesting'!J9>0,'Multiple Catchment'!BC7+1, BC7)","v":0},0,0,0,null,"Stormwater Harvesting"]
[null,"PROJECT TITLE  ",null,{"$f":"IF('General Site Information'!J5=\"\",\"\",'General Site Information'!J5)","v":""},null,"Optional Identification  ",null,null,"Thank you for using this BMPTRAINS model.                             ",null,null,null,5,5,"Stormwater Harvesting",{"$f":"'Stormwater Harvesting'!AF40","v":0},"","","","",null,null,"VNB TN",{"$f":"'Vegetated Natural Buffer'!AH13","v":0},null,6,"Filtration",3,null,null,null,null,null,null,null,null,null,null,null,{"$f":"IF('Underdrain Biofiltration'!G8>0,'Multiple Catchment'!AN8+1, AN8)","v":0},{"$f":"IF(AN9<1, 0, IF(AN9=AN8,AO8+1,IF(AN9=1, 1, AO8+1)))","v":0},{"$f":"IF(AN9<2, 0, IF(AN9=AN8,AP8+1,IF(AN9=2, 1, AP8+1)))","v":0},{"$f":"IF(AN9<3, 0, IF(AN9=AN8,AQ8+1,IF(AN9=3, 1, AQ8+1)))","v":0},null,{"$f":"IF('Underdrain Biofiltration'!H8>0,'Multiple Catchment'!AS8+1, AS8)","v":0},{"$f":"IF(AS9<1, 0, IF(AS9=AS8,AT8+1,IF(AS9=1, 1, AT8+1)))","v":0},{"$f":"IF(AS9<2, 0, IF(AS9=AS8,AU8+1,IF(AS9=2, 1, AU8+1)))","v":0},{"$f":"IF(AS9<3, 0, IF(AS9=AS8,AV8+1,IF(AS9=3, 1, AV8+1)))","v":0},null,{"$f":"IF('Underdrain Biofiltration'!I8>0,'Multiple Catchment'!AX8+1, AX8)","v":0},{"$f":"IF(AX9<1, 0, IF(AX9=AX8,AY8+1,IF(AX9=1, 1, AY8+1)))","v":0},{"$f":"IF(AX9<2, 0, IF(AX9=AX8,AZ8+1,IF(AX9=2, 1, AZ8+1)))","v":0},{"$f":"IF(AX9<3, 0, IF(AX9=AX8,BA8+1,IF(AX9=3, 1, BA8+1)))","v":0},null,{"$f":"IF('Underdrain Biofiltration'!J8>0,'Multiple Catchment'!BC8+1, BC8)","v":0},{"$f":"IF(BC9<1, 0, IF(BC9=BC8,BD8+1,IF(BC9=1, 1, BD8+1)))","v":0},{"$f":"IF(BC9<2, 0, IF(BC9=BC8,BE8+1,IF(BC9=2, 1, BE8+1)))","v":0},{"$f":"IF(BC9<3, 0, IF(BC9=BC8,BF8+1,IF(BC9=3, 1, BF8+1)))","v":0},null,"Filtration"]
[null,null,null,null,"Catchment 1:","Catchment 2:","Catchment 3:","Catchment 4:",null,null,null,null,6,6,"Underdrain Biofiltration",{"$f":"'Underdrain Biofiltration'!G14","v":""},"","","","",null,null,"VNB TP",{"$f":"'Vegetated Natural Buffer'!AI13","v":0},null,7,"Greenroof",3,null,null,null,null,null,null,null,null,null,null,null,{"$f":"IF(Greenroof!F10>0,'Multiple Catchment'!AN9+1, AN9)","v":0},0,0,0,null,{"$f":"IF(Greenroof!G10>0,'Multiple Catchment'!AS9+1, AS9)","v":0},0,0,0,null,{"$f":"IF(Greenroof!H10>0,'Multiple Catchment'!AX9+1, AX9)","v":0},0,0,0,null,{"$f":"IF(Greenroof!I10>0,'Multiple Catchment'!BC9+1, BC9)","v":0},0,0,0,null,"Greenroof"]
[null,"BMP Name",null,null,{"$f":"IF(AO20=0, \"\", VLOOKUP(1,AO4:BH19,20))","v":""},{"$f":"IF(AT20=0, \"\", VLOOKUP(1,AT4:BH19,15))","v":""},{"$f":"IF(AY20=0, \"\", VLOOKUP(1,AY4:BH19,10))","v":""},{"$f":"IF(BD20=0, \"\", VLOOKUP(1,BD4:BH19,5))","v":""},"NOTE:  Multiple BMPs in a single catchment are treated as in series for calculation purposes.  If the BMPs are not in series use multiple catchments.  There can be a maximum of 3 BMPs in a single catchment.",null,null,null,6,6.1,"Underdrain Biofiltration",{"$f":"'Underdrain Biofiltration'!G15","v":""},"","","","",null,null,"VFS TN",{"$f":"'Vegetated Filter Strip'!AF13","v":0},null,8,"Rainwater Harvesting",3,null,null,null,null,null,null,null,null,null,null,null,{"$f":"IF('Rainwater Harvesting'!H9>0,'Multiple Catchment'!AN10+1, AN10)","v":0},0,0,0,null,{"$f":"IF('Rainwater Harvesting'!I9>0,'Multiple Catchment'!AS10+1, AS10)","v":0},0,0,0,null,{"$f":"IF('Rainwater Harvesting'!J9>0,'Multiple Catchment'!AX10+1, AX10)","v":0},0,0,0,null,{"$f":"IF('Rainwater Harvesting'!K9>0,'Multiple Catchment'!BC10+1, BC10)","v":0},0,0,0,null,"Rainwater Harvesting"]
[null,"BMP Name",null,null,{"$f":"IF(AP20=0, \"\", VLOOKUP(1,AP4:BH19,19))","v":""},{"$f":"IF(AU20=0, \"\", VLOOKUP(1,AU4:BH19,14))","v":""},{"$f":"IF(AZ20=0, \"\", VLOOKUP(1,AZ4:BH19,9))","v":""},{"$f":"IF(BE20=0, \"\", VLOOKUP(1,BE4:BH19,4))","v":""},null,null,null,null,7,7,"Greenroof",{"$f":"Greenroof!G13","v":""},"","","","",null,null,"VFS TP",{"$f":"'Vegetated Filter Strip'!AG13","v":0},null,9,"Floating Island",2,{"$f":"'Floating Island Wet Det'!J8","v":0},null,null,null,null,null,null,null,null,null,null,{"$f":"IF('Floating Island Wet Det'!H9>0,'Multiple Catchment'!AN11+1, AN11)","v":0},0,0,0,{"$f":"IF(AN12>AN11, 2, 0)","v":0},{"$f":"IF('Floating Island Wet Det'!I9>0,'Multiple Catchment'!AS11+1, AS11)","v":0},0,0,0,{"$f":"IF(AS12>AS11, 2, 0)","v":0},{"$f":"IF('Floating Island Wet Det'!J9>0,'Multiple Catchment'!AX11+1, AX11)","v":0},0,0,0,{"$f":"IF(AX12>AX11, 2, 0)","v":0},{"$f":"IF('Floating Island Wet Det'!K9>0,'Multiple Catchment'!BC11+1, BC11)","v":0},0,0,0,{"$f":"IF(BC12>BC11, 2, 0)","v":0},"Floating Island"]
[null,"BMP Name",null,null,{"$f":"IF(AQ20=0, \"\", VLOOKUP(1,AQ4:BH19,18))","v":""},{"$f":"IF(AV20=0, \"\", VLOOKUP(1,AV4:BH19,13))","v":""},{"$f":"IF(BA20=0, \"\", VLOOKUP(1,BA4:BH19,8))","v":""},{"$f":"IF(BF20=0, \"\", VLOOKUP(1,BF4:BH19,3))","v":""},null,null,null,null,8,8,"Rainwater Harvesting",{"$f":"'Rainwater Harvesting'!AG40","v":0},"","","","",null,null,null,null,null,10,"VNB",{"$f":"IF('Vegetated Natural Buffer'!I15=\"retention\",1,3)","v":3},{"$f":"'Vegetated Natural Buffer'!AR30","v":{"$error":"#DIV/0!"}},null,null,null,null,null,null,null,null,null,null,{"$f":"IF('Vegetated Natural Buffer'!F10>0,'Multiple Catchment'!AN12+1, AN12)","v":0},0,0,0,null,{"$f":"IF('Vegetated Natural Buffer'!G10>0,'Multiple Catchment'!AS12+1, AS12)","v":0},0,0,0,null,{"$f":"IF('Vegetated Natural Buffer'!H10>0,'Multiple Catchment'!AX12+1, AX12)","v":0},0,0,0,null,{"$f":"IF('Vegetated Natural Buffer'!I10>0,'Multiple Catchment'!BC12+1, BC12)","v":0},0,0,0,null,"VNB"]
[null,{"$f":"AO22","v":""},null,null,null,null,null,null,null,null,null,null,9,9,"Floating Island",{"$f":"'Floating Island Wet Det'!J15","v":""},"","","","",null,null,"Target Mass Loading - Nitrogen",{"$f":"IF('General Site Information'!$H$16=\"Net Improvement\",'Stormwater Treatment Analysis'!#REF!,(1-('Stormwater Treatment Analysis'!H15/100))*'Stormwater Treatment Analysis'!H24)","v":{"$error":"#VALUE!"}},null,11,"VFS",{"$f":"IF('Vegetated Filter Strip'!G15=\"retention\",1,3)","v":3},{"$f":"IF('Vegetated Filter Strip'!G15=\"retention\",'Vegetated Filter Strip'!AA36,0)","v":0},null,null,null,null,null,null,null,null,null,null,{"$f":"IF('Vegetated Filter Strip'!G10>0,'Multiple Catchment'!AN13+1, AN13)","v":0},0,0,0,null,{"$f":"IF('Vegetated Filter Strip'!H10>0,'Multiple Catchment'!AS13+1, AS13)","v":0},0,0,0,null,{"$f":"IF('Vegetated Filter Strip'!I10>0,'Multiple Catchment'!AX13+1, AX13)","v":0},0,0,0,null,{"$f":"IF('Vegetated Filter Strip'!J10>0,'Multiple Catchment'!BC13+1, BC13)","v":0},0,0,0,null,"VFS"]
[null,"Summary Performance of Entire Watershed",null,null,null,null,null,null,null,null,null,null,9,9.1,"Floating Island",{"$f":"'Floating Island Wet Det'!J16","v":0},"","","","",null,null,"Target Mass Loading - Phosphorus",{"$f":"IF('General Site Information'!$H$16=\"Net Improvement\",'Stormwater Treatment Analysis'!H17,(1-('Stormwater Treatment Analysis'!H16/100))*'Stormwater Treatment Analysis'!H25)","v":{"$error":"#VALUE!"}},null,12,"Tree Well",{"$f":"IF('Tree Well'!I17=\"retention\",1,3)","v":3},{"$f":"IF('Tree Well'!I17=\"retention\",'Tree Well'!I16,0)","v":0},null,null,null,null,null,null,null,null,null,null,{"$f":"IF('Tree Well'!F10>0,'Multiple Catchment'!AN14+1, AN14)","v":0},0,0,0,{"$f":"IF(AN15>AN14, IF('Tree Well'!F17=\"Detention\", 3, \"\"), 0)","v":0},{"$f":"IF('Tree Well'!G10>0,'Multiple Catchment'!AS14+1, AS14)","v":0},0,0,0,{"$f":"IF(AS15>AS14, IF('Tree Well'!G17=\"Detention\", 3, \"\"), 0)","v":0},{"$f":"IF('Tree Well'!H10>0,'Multiple Catchment'!AX14+1, AX14)","v":0},0,0,0,{"$f":"IF(AX15>AX14, IF('Tree Well'!H17=\"Detention\", 3, \"\"), 0)","v":0},{"$f":"IF('Tree Well'!I10>0,'Multiple Catchment'!BC14+1, BC14)","v":0},0,0,0,{"$f":"IF(BC15>BC14, IF('Tree Well'!I17=\"Detention\", 3, \"\"), 0)","v":0},"Tree Well"]
[null,"Catchment Configuration",null,{"$f":"IF('Watershed Characteristics'!$G$5=\"\",\"Select Catchment Configuration\",'Watershed Characteristics'!$G$5)","v":"Select Catchment Configuration"},null,null,{"$f":"TODAY()","v":"2015-09-26"},null,null,null,null,null,10,10,"VNB",{"$f":"'Vegetated Natural Buffer'!I16","v":0},"","","","",null,null,null,null,null,13,"Rain Garden",{"$f":"IF('Rain Garden'!G12=\"retention\",1,3)","v":3},{"$f":"IF('Rain Garden'!G12=\"retention\",'Rain Garden'!G10,0)","v":0},null,null,null,null,null,null,null,null,null,null,{"$f":"IF('Rain Garden'!G18>0,'Multiple Catchment'!AN15+1, AN15)","v":0},0,0,0,{"$f":"IF(AN16>AN15, IF('Rain Garden'!G12=\"Detention\", 4, \"\"), 0)","v":0},{"$f":"IF('Rain Garden'!H18>0,'Multiple Catchment'!AS15+1, AS15)","v":0},0,0,0,{"$f":"IF(AS16>AS15, IF('Rain Garden'!H12=\"Detention\", 4, \"\"), 0)","v":0},{"$f":"IF('Rain Garden'!I18>0,'Multiple Catchment'!AX15+1, AX15)","v":0},0,0,0,{"$f":"IF(AX16>AX15, IF('Rain Garden'!I12=\"Detention\", 4, \"\"), 0)","v":0},{"$f":"IF('Rain Garden'!J18>0,'Multiple Catchment'!BC15+1, BC15)","v":0},0,0,0,{"$f":"IF(BC16>BC15, IF('Rain Garden'!J12=\"Detention\", 4, \"\"), 0)","v":0},"Rain Garden"]
[null,"Nitrogen Pre Load (kg/yr)",null,null,{"$f":"IFERROR(VLOOKUP(1,Sheet123!$R$2:$AW$32,32,FALSE),\"\")","v":""},null,"BMPTRAINS MODEL",null,null,null,null,null,10,10.1,"VNB",{"$f":"'Vegetated Natural Buffer'!I17","v":0},"","","","",null,null,null,null,null,14,"Swale",{"$f":"1","v":1},{"$f":"Swale!L25","v":0},null,null,null,null,null,null,null,null,null,null,{"$f":"IF(Swale!L10>0,'Multiple Catchment'!AN16+1, AN16)","v":0},0,0,0,null,{"$f":"IF(Swale!M10>0,'Multiple Catchment'!AS16+1, AS16)","v":0},0,0,0,null,{"$f":"IF(Swale!N10>0,'Multiple Catchment'!AX16+1, AX16)","v":0},0,0,0,null,{"$f":"IF(Swale!O10>0,'Multiple Catchment'!BC16+1, BC16)","v":0},0,0,0,null,"Swale"]
[null,"Phosphorus Pre Load (kg/yr)",null,null,{"$f":"IFERROR(VLOOKUP(1,Sheet123!$S$2:$AW$32,31,FALSE),\"\")","v":""},{"$f":"IF((E21=\"TBD\"),\"\",\"Treatment Objectives or Target\")","v":"Treatment Objectives or Target"},null,null,null,null,null,null,11,11,"VFS",{"$f":"'Vegetated Filter Strip'!G16","v":""},"","","","",null,null,null,null,null,15,"Lined Reuse Pond/Underdrain",3,null,null,null,null,null,null,null,null,null,null,null,{"$f":"IF('Lined Reuse Pond with Underdrai'!F10>0,'Multiple Catchment'!AN17+1, AN17)","v":0},{"$f":"IF(AN18<1, 0, IF(AN18=AN17,AO17+1,IF(AN18=1, 1, AO17+1)))","v":0},{"$f":"IF(AN18<2, 0, IF(AN18=AN17,AP17+1,IF(AN18=2, 1, AP17+1)))","v":0},{"$f":"IF(AN18<3, 0, IF(AN18=AN17,AQ17+1,IF(AN18=3, 1, AQ17+1)))","v":0},null,{"$f":"IF('Lined Reuse Pond with Underdrai'!G10>0,'Multiple Catchment'!AS17+1, AS17)","v":0},{"$f":"IF(AS18<1, 0, IF(AS18=AS17,AT17+1,IF(AS18=1, 1, AT17+1)))","v":0},{"$f":"IF(AS18<2, 0, IF(AS18=AS17,AU17+1,IF(AS18=2, 1, AU17+1)))","v":0},{"$f":"IF(AS18<3, 0, IF(AS18=AS17,AV17+1,IF(AS18=3, 1, AV17+1)))","v":0},null,{"$f":"IF('Lined Reuse Pond with Underdrai'!H10>0,'Multiple Catchment'!AX17+1, AX17)","v":0},{"$f":"IF(AX18<1, 0, IF(AX18=AX17,AY17+1,IF(AX18=1, 1, AY17+1)))","v":0},{"$f":"IF(AX18<2, 0, IF(AX18=AX17,AZ17+1,IF(AX18=2, 1, AZ17+1)))","v":0},{"$f":"IF(AX18<3, 0, IF(AX18=AX17,BA17+1,IF(AX18=3, 1, BA17+1)))","v":0},null,{"$f":"IF('Lined Reuse Pond with Underdrai'!I10>0,'Multiple Catchment'!BC17+1, BC17)","v":0},{"$f":"IF(BC18<1, 0, IF(BC18=BC17,BD17+1,IF(BC18=1, 1, BD17+1)))","v":0},{"$f":"IF(BC18<2, 0, IF(BC18=BC17,BE17+1,IF(BC18=2, 1, BE17+1)))","v":0},{"$f":"IF(BC18<3, 0, IF(BC18=BC17,BF17+1,IF(BC18=3, 1, BF17+1)))","v":0},null,"Lined Reuse Pond/Underdrain"]
[null,"Nitrogen Post Load (kg/yr)",null,null,{"$f":"IFERROR(VLOOKUP(1,Sheet123!$R$2:$AX$32,33,FALSE),\"\")","v":""},null,null,null,null,null,null,null,11,11.1,"VFS",{"$f":"'Vegetated Filter Strip'!G17","v":""},"","","","",null,null,null,null,null,16,{"$f":"'User Defined BMP'!F7","v":0},{"$f":"IF('User Defined BMP'!F11=\"retention\",1,3)","v":3},{"$f":"IF('User Defined BMP'!F11=\"retention\",'User Defined BMP'!F12,0)","v":0},null,null,null,null,null,null,null,null,null,null,{"$f":"IF('User Defined BMP'!F11>0,'Multiple Catchment'!AN18+1, AN18)","v":0},{"$f":"IF(AN19<1, 0, IF(AN19=AN18,AO18+1,IF(AN19=1, 1, AO18+1)))","v":0},{"$f":"IF(AN19<2, 0, IF(AN19=AN18,AP18+1,IF(AN19=2, 1, AP18+1)))","v":0},{"$f":"IF(AN19<3, 0, IF(AN19=AN18,AQ18+1,IF(AN19=3, 1, AQ18+1)))","v":0},{"$f":"IF(AN19>AN18, IF('User Defined BMP'!F11=\"Detention\", 5, \"\"), 0)","v":0},{"$f":"IF('User Defined BMP'!G11>0,'Multiple Catchment'!AS18+1, AS18)","v":0},{"$f":"IF(AS19<1, 0, IF(AS19=AS18,AT18+1,IF(AS19=1, 1, AT18+1)))","v":0},{"$f":"IF(AS19<2, 0, IF(AS19=AS18,AU18+1,IF(AS19=2, 1, AU18+1)))","v":0},{"$f":"IF(AS19<3, 0, IF(AS19=AS18,AV18+1,IF(AS19=3, 1, AV18+1)))","v":0},{"$f":"IF(AS19>AS18, IF('User Defined BMP'!G11=\"Detention\", 5, \"\"), 0)","v":0},{"$f":"IF('User Defined BMP'!H11>0,'Multiple Catchment'!AX18+1, AX18)","v":0},{"$f":"IF(AX19<1, 0, IF(AX19=AX18,AY18+1,IF(AX19=1, 1, AY18+1)))","v":0},{"$f":"IF(AX19<2, 0, IF(AX19=AX18,AZ18+1,IF(AX19=2, 1, AZ18+1)))","v":0},{"$f":"IF(AX19<3, 0, IF(AX19=AX18,BA18+1,IF(AX19=3, 1, BA18+1)))","v":0},{"$f":"IF(AX19>AX18, IF('User Defined BMP'!H11=\"Detention\", 5, \"\"), 0)","v":0},{"$f":"IF('User Defined BMP'!I11>0,'Multiple Catchment'!BC18+1, BC18)","v":0},{"$f":"IF(BC19<1, 0, IF(BC19=BC18,BD18+1,IF(BC19=1, 1, BD18+1)))","v":0},{"$f":"IF(BC19<2, 0, IF(BC19=BC18,BE18+1,IF(BC19=2, 1, BE18+1)))","v":0},{"$f":"IF(BC19<3, 0, IF(BC19=BC18,BF18+1,IF(BC19=3, 1, BF18+1)))","v":0},{"$f":"IF(BC19>BC18, IF('User Defined BMP'!I11=\"Detention\", 5, \"\"), 0)","v":0},{"$f":"AA19","v":0}]
[null,"Phosphorus Post Load (kg/yr)",null,null,{"$f":"IFERROR(VLOOKUP(1,Sheet123!$S$2:$AX$32,32,FALSE),\"\")","v":""},null,null,null,null,null,null,null,12,12,"Tree Well",{"$f":"'Tree Well'!I19","v":0},"","","","",null,null,null,null,null,null,null,null,null,null,null,null,null,null,null,null,null,null,null,{"$f":"AN19","v":0},{"$f":"SUM(AO4:AO19)","v":0},{"$f":"SUM(AP4:AP19)","v":0},{"$f":"SUM(AQ4:AQ19)","v":0},null,{"$f":"AS19","v":0},{"$f":"SUM(AT4:AT19)","v":0},{"$f":"SUM(AU4:AU19)","v":0},{"$f":"SUM(AV4:AV19)","v":0},null,{"$f":"AX19","v":0},{"$f":"SUM(AY4:AY19)","v":0},{"$f":"SUM(AZ4:AZ19)","v":0},{"$f":"SUM(BA4:BA19)","v":0},null,{"$f":"BC19","v":0},{"$f":"SUM(BD4:BD19)","v":0},{"$f":"SUM(BE4:BE19)","v":0},{"$f":"SUM(BF4:BF19)","v":0}]
[null,"Target Load Reduction (N) %",null,null,{"$f":"IFERROR('Stormwater Treatment Analysis'!$H$15, \"\")","v":""},null,null,null,null,null,null,null,12,12.1,"Tree Well",{"$f":"'Tree Well'!I20","v":0},"","","","",null,null,null,null,null,null,null,null,null,null,null,null,null,null,null,null,null,null,null,null,null,null,null,{"$f":"IF(OR(AR5>0, AR15>0, AR16>0, AR19>0),1, IF(AR12>0, 2, 0))","v":0},null,null,null,null,{"$f":"IF(OR(AW5>0, AW15>0, AW16>0, AW19>0),1, IF(AW12>0, 2, 0))","v":0},null,null,null,null,{"$f":"IF(OR(BB5>0, BB15>0, BB16>0, BB19>0),1, IF(BB12>0, 2, 0))","v":0},null,null,null,null,{"$f":"IF(OR(BG5>0, BG15>0, BG16>0, BG19>0),1, IF(BG12>0, 2, 0))","v":0}]
[null,"Target Load Reduction (P) %",null,null,{"$f":"IFERROR('Stormwater Treatment Analysis'!$H$16, \"\")","v":""},{"$f":"IF(OR(E21=\"\",E22=\"\"),\"\",IF(OR(E21=\"TBD\",E22=\"TBD\"),\"\",IF(AND(E21<=E25,E22<=E26),\"MET\",\"\")))","v":""},null,null,null,null,null,null,13,13,"Rain Garden",{"$f":"'Rain Garden'!G14","v":0},"","","","",null,null,null,null,null,null,null,null,null,null,null,null,null,null,null,null,null,null,null,null,{"$f":"IF(OR(AN20>3, AS20>3, AX20>3, BC20>3), \"ERROR, ONE OR MORE CATCHMENT HAS MORE THAN 3 BMPS USED\", IF(OR(AND(AN20<1, 'Watershed Characteristics'!G14>0), AND(AS20<1, 'Watershed Characteristics'!G29>0), AND(AX20<1, 'Watershed Characteristics'!G44>0), AND(BC20<1, 'Watershed Characteristics'!G59>0)), \"ERROR, ONE OR MORE CATCHMENT HAS BEEN SPECIFIED WITHOUT A BMP\",\"\"))","v":""}]
[null,"Target Discharge Load, N (kg/yr)",null,null,{"$f":"IFERROR((1-($E$21/100))*$E$19,\"\")","v":""},{"$f":"IF(OR(E21=\"\", E22=\"\"), \"\", IF(OR(E21=\"TBD\",E22=\"TBD\"),\"\",IF(AND(E25>=E21,E26>=E22),\"\",\"NOT MET\")))","v":""},null,null,null,null,null,null,13,13.1,"Rain Garden",{"$f":"'Rain Garden'!G15","v":0},"","","",""]
[null,"Target Discharge Load, P (kg/yr)",null,null,{"$f":"IFERROR((1-($E$22/100))*$E$20,\"\")","v":""},null,null,null,null,null,null,null,14,14,"Swale",{"$f":"Swale!L27","v":0},"","","",""]
[null,"Provided Overall Efficiency, N (%):",null,null,{"$f":"IF(E19=0, \"\", IFERROR(VLOOKUP(1,Sheet123!$R$2:$T$32,3,FALSE),\"\"))","v":""},null,null,null,null,null,null,null,15,15,"User Defined BMP",{"$f":"'User Defined BMP'!F14","v":""}]
[null,"Provided Overall Efficiency, P (%):",null,null,{"$f":"IF(E20=0, \"\", IFERROR(VLOOKUP(1,Sheet123!$S$2:$T$32,2,FALSE),\"\"))","v":""},null,null,null,null,null,null,null,15,15.1,"User Defined BMP",{"$f":"'User Defined BMP'!F15","v":""},{"$f":"IF($O26=E$11,$P26,IF($O26=E$12,$P26,IF($O26=E$13,$P26,\"\")))","v":""},{"$f":"IF($O26=F$11,$P26,IF($O26=F$12,$P26,IF($O26=F$13,$P26,\"\")))","v":""},{"$f":"IF($O26=G$11,$P26,IF($O26=G$12,$P26,IF($O26=G$13,$P26,\"\")))","v":""},{"$f":"IF($O26=H$11,$P26,IF($O26=H$12,$P26,IF($O26=H$13,$P26,\"\")))","v":""},null,null,null,null,null,null,null,null,null,null,null,null,null,null,null,null,null,null,null,null,null,null,null,null,null,null,null,null,null,null,null,null,null,null,null,null,null,null,null,null,null,null,null,null,"Select Catchment Configuration",null,null,null,1]
[null,"Discharged Load, N (kg/yr & lb/yr):",null,null,{"$f":"IFERROR(VLOOKUP(1,Sheet123!$R$2:$AB$32,11,FALSE),\"\")","v":""},{"$f":"IFERROR(E27*2.2026,\"\")","v":""},null,null,null,null,null,null,null,null,null,null,"Combined efficiency calculations:",null,null,null,"Combined retention efficiency calculations:",null,null,null,null,null,null,null,null,null,null,null,null,null,null,null,null,null,null,null,null,null,null,null,null,null,null,null,null,null,null,null,null,null,null,null,null,null,null,null,null,null,null,null,{"$f":"'Catch Config.'!$B$12","v":"A - Single Catchment"},null,null,null,2]
[null,"Discharged Load, P (kg/yr & lb/yr):",null,null,{"$f":"IFERROR(VLOOKUP(1,Sheet123!$S$2:$AB$32,10,FALSE),\"\")","v":""},{"$f":"IFERROR(E28*2.2026,\"\")","v":""},null,null,null,null,null,null,null,null,"BMP 1","N:",{"$f":"IF(E$11=\"Retention Basin\",1,IF(E$11=\"Wet Detention\",2,IF(E$11=\"Exfiltration Trench\",3,IF(E$11=\"Pervious Pavement\",4,IF(E$11=\"Stormwater Harvesting\",5,IF(E$11=\"Underdrain Biofiltration\",6,IF(E$11=\"Greenroof\",7,IF(E$11=\"Rainwater Harvesting\",8,IF(E$11=\"Floating Island\",9,IF(E$11=\"VNB\",10,IF(E$11=\"VFS\",11,IF(E$11=\"Tree Well\", 12,IF(E$11=\"Rain Garden\",13,IF(E$11=\"Swale\",14,IF(E$11=\"User Defined BMP\",15,0)))))))))))))))","v":0},0,0,0,{"$f":"IF(ISERROR(VLOOKUP(Q28,$Z$4:$AB$19,3))=TRUE,0,(VLOOKUP(Q28,$Z$4:$AB$19,3)))","v":0},{"$f":"IF(ISERROR(VLOOKUP(R28,$Z$4:$AB$19,3))=TRUE,0,(VLOOKUP(R28,$Z$4:$AB$19,3)))","v":0},{"$f":"IF(ISERROR(VLOOKUP(S28,$Z$4:$AB$19,3))=TRUE,0,(VLOOKUP(S28,$Z$4:$AB$19,3)))","v":0},{"$f":"IF(ISERROR(VLOOKUP(T28,$Z$4:$AB$19,3))=TRUE,0,(VLOOKUP(T28,$Z$4:$AB$19,3)))","v":0},null,null,null,null,null,"Retention Amount:",null,"Efficiency Provided:",null,"Retention Amount:",null,"Efficiency Provided:",null,"Retention Amount:",null,"Efficiency Provided:",null,"Retention Amount:",null,null,"Efficiency Provided:",null,"Retention Amount:",null,null,"Efficiency Provided:",null,"Retention Amount:",null,null,"Efficiency Provided:",null,null,null,null,null,null,null,null,null,{"$f":"'Catch Config.'!$B$21","v":"B - 2 Catchment-Series"},null,null,null,3]
[null,"Load Removed, N (kg/yr & Ib/yr):",null,null,{"$f":"IFERROR(E19-E27,\"\")","v":""},{"$f":"IFERROR(E29*2.2026,\"\")","v":""},null,null,null,null,null,null,null,null,null,"P:",0,0,0,0,{"$f":"IF(ISERROR(VLOOKUP(Q29,$Z$4:$AC$19,4))=TRUE,0,(VLOOKUP(Q29,$Z$4:$AC$19,4)))","v":0},{"$f":"IF(ISERROR(VLOOKUP(R29,$Z$4:$AC$19,4))=TRUE,0,(VLOOKUP(R29,$Z$4:$AC$19,4)))","v":0},{"$f":"IF(ISERROR(VLOOKUP(S29,$Z$4:$AC$19,4))=TRUE,0,(VLOOKUP(S29,$Z$4:$AC$19,4)))","v":0},{"$f":"IF(ISERROR(VLOOKUP(T29,$Z$4:$AC$19,4))=TRUE,0,(VLOOKUP(T29,$Z$4:$AC$19,4)))","v":0},null,null,null,null,null,0,0,null,0,0,0,null,0,0,0,null,0,0,0,null,null,0,0,0,null,null,0,0,0,null,null,0,null,null,null,null,null,null,null,null,{"$f":"'Catch Config.'!$B$32","v":"C - 2 Catchment-Parallel"},null,null,null,4]
[null,"Load Removed, P (kg/yr & Ib/yr):",null,null,{"$f":"IFERROR(E20-E28,\"\")","v":""},{"$f":"IFERROR(E30*2.2026,\"\")","v":""},null,null,null,null,null,null,null,null,"BMP 2","N:",{"$f":"IF(E$12=\"Retention Basin\",1,IF(E$12=\"Wet Detention\",2,IF(E$12=\"Exfiltration Trench\",3,IF(E$12=\"Pervious Pavement\",4,IF(E$12=\"Stormwater Harvesting\",5,IF(E$12=\"Underdrain Biofiltration\",6,IF(E$12=\"Greenroof\",7,IF(E$12=\"Rainwater Harvesting\",8,IF(E$12=\"Floating Island\",9,IF(E$12=\"VNB\",10,IF(E$12=\"VFS\",11,IF(E$12=\"Tree Well\", 12,IF(E$12=\"Rain Garden\",13,IF(E$12=\"Swale\",14,IF(E$12=\"User Defined BMP\",15,0)))))))))))))))","v":0},0,0,0,{"$f":"IF(ISERROR(VLOOKUP(Q30,$Z$4:$AB$19,3))=TRUE,0,(VLOOKUP(Q30,$Z$4:$AB$19,3)))","v":0},{"$f":"IF(ISERROR(VLOOKUP(R30,$Z$4:$AB$19,3))=TRUE,0,(VLOOKUP(R30,$Z$4:$AB$19,3)))","v":0},{"$f":"IF(ISERROR(VLOOKUP(S30,$Z$4:$AB$19,3))=TRUE,0,(VLOOKUP(S30,$Z$4:$AB$19,3)))","v":0},{"$f":"IF(ISERROR(VLOOKUP(T30,$Z$4:$AB$19,3))=TRUE,0,(VLOOKUP(T30,$Z$4:$AB$19,3)))","v":0},null,null,null,null,null,{"$f":"IF(IF(AE30>=$U$40,1,0)>0,AD29+1,IF(AE30>=$U$40,1,0))","v":1},0.25,null,{"$f":"'Stormwater Treatment Analysis'!$AC$54","v":{"$error":"#REF!"}},{"$f":"IF(IF(AI30>=$V$40,1,0)>0,AH29+1,IF(AI30>=$V$40,1,0))","v":1},0.25,null,{"$f":"'Stormwater Treatment Analysis'!$AC$54","v":{"$error":"#REF!"}},{"$f":"IF(IF(AM30>=$W$40,1,0)>0,AL29+1,IF(AM30>=$W$40,1,0))","v":1},0.25,null,{"$f":"'Stormwater Treatment Analysis'!$AC$54","v":{"$error":"#REF!"}},{"$f":"IF(IF(AQ30>=$X$40,1,0)>0,AP29+1,IF(AQ30>=$X$40,1,0))","v":1},0.25,null,null,{"$f":"'Stormwater Treatment Analysis'!$AC$54","v":{"$error":"#REF!"}},{"$f":"IF(IF(AV30>=$Y$40,1,0)>0,AU29+1,IF(AV30>=$Y$40,1,0))","v":1},0.25,null,null,{"$f":"'Stormwater Treatment Analysis'!$AC$54","v":{"$error":"#REF!"}},{"$f":"IF(IF(BA30>=$Z$40,1,0)>0,AZ29+1,IF(BA30>=$Z$40,1,0))","v":1},0.25,null,null,{"$f":"'Stormwater Treatment Analysis'!$AC$54","v":{"$error":"#REF!"}},null,null,null,null,null,null,null,null,{"$f":"'Catch Config.'!$B$41","v":"D - 3 Catchment-Series"},null,null,null,5]
[null,null,null,null,null,null,null,null,null,null,null,null,null,null,null,"P:",0,0,0,0,{"$f":"IF(ISERROR(VLOOKUP(Q31,$Z$4:$AC$19,4))=TRUE,0,(VLOOKUP(Q31,$Z$4:$AC$19,4)))","v":0},{"$f":"IF(ISERROR(VLOOKUP(R31,$Z$4:$AC$19,4))=TRUE,0,(VLOOKUP(R31,$Z$4:$AC$19,4)))","v":0},{"$f":"IF(ISERROR(VLOOKUP(S31,$Z$4:$AC$19,4))=TRUE,0,(VLOOKUP(S31,$Z$4:$AC$19,4)))","v":0},{"$f":"IF(ISERROR(VLOOKUP(T31,$Z$4:$AC$19,4))=TRUE,0,(VLOOKUP(T31,$Z$4:$AC$19,4)))","v":0},null,null,null,null,null,{"$f":"IF(IF(AE31>=$U$40,1,0)>0,AD30+1,IF(AE31>=$U$40,1,0))","v":2},0.5,null,{"$f":"'Stormwater Treatment Analysis'!$AC$75","v":{"$error":"#REF!"}},{"$f":"IF(IF(AI31>=$V$40,1,0)>0,AH30+1,IF(AI31>=$V$40,1,0))","v":2},0.5,null,{"$f":"'Stormwater Treatment Analysis'!$AC$75","v":{"$error":"#REF!"}},{"$f":"IF(IF(AM31>=$W$40,1,0)>0,AL30+1,IF(AM31>=$W$40,1,0))","v":2},0.5,null,{"$f":"'Stormwater Treatment Analysis'!$AC$75","v":{"$error":"#REF!"}},{"$f":"IF(IF(AQ31>=$X$40,1,0)>0,AP30+1,IF(AQ31>=$X$40,1,0))","v":2},0.5,null,null,{"$f":"'Stormwater Treatment Analysis'!$AC$75","v":{"$error":"#REF!"}},{"$f":"IF(IF(AV31>=$Y$40,1,0)>0,AU30+1,IF(AV31>=$Y$40,1,0))","v":2},0.5,null,null,{"$f":"'Stormwater Treatment Analysis'!$AC$75","v":{"$error":"#REF!"}},{"$f":"IF(IF(BA31>=$Z$40,1,0)>0,AZ30+1,IF(BA31>=$Z$40,1,0))","v":2},0.5,null,null,{"$f":"'Stormwater Treatment Analysis'!$AC$75","v":{"$error":"#REF!"}},null,null,null,null,null,null,null,null,{"$f":"'Catch Config.'!$L$17","v":"E - 3 Catchment-Parallel"},null,null,null,6]
[null,null,null,null,null,null,null,null,null,null,null,null,null,null,"BMP 3","N:",{"$f":"IF(E$13=\"Retention Basin\",1,IF(E$13=\"Wet Detention\",2,IF(E$13=\"Exfiltration Trench\",3,IF(E$13=\"Pervious Pavement\",4,IF(E$13=\"Stormwater Harvesting\",5,IF(E$13=\"Underdrain Biofiltration\",6,IF(E$13=\"Greenroof\",7,IF(E$13=\"Rainwater Harvesting\",8,IF(E$13=\"Floating Island\",9,IF(E$13=\"VNB\",10,IF(E$13=\"VFS\",11,IF(E$13=\"Tree Well\", 12,IF(E$13=\"Rain Garden\",13,IF(E$13=\"Swale\",14,IF(E$13=\"User Defined BMP\",15,0)))))))))))))))","v":0},0,0,0,{"$f":"IF(ISERROR(VLOOKUP(Q32,$Z$4:$AB$19,3))=TRUE,0,(VLOOKUP(Q32,$Z$4:$AB$19,3)))","v":0},{"$f":"IF(ISERROR(VLOOKUP(R32,$Z$4:$AB$19,3))=TRUE,0,(VLOOKUP(R32,$Z$4:$AB$19,3)))","v":0},{"$f":"IF(ISERROR(VLOOKUP(S32,$Z$4:$AB$19,3))=TRUE,0,(VLOOKUP(S32,$Z$4:$AB$19,3)))","v":0},{"$f":"IF(ISERROR(VLOOKUP(T32,$Z$4:$AB$19,3))=TRUE,0,(VLOOKUP(T32,$Z$4:$AB$19,3)))","v":0},null,null,null,null,null,3,0.75,null,{"$f":"'Stormwater Treatment Analysis'!$AC$96","v":{"$error":"#REF!"}},3,0.75,null,{"$f":"'Stormwater Treatment Analysis'!$AC$96","v":{"$error":"#REF!"}},3,0.75,null,{"$f":"'Stormwater Treatment Analysis'!$AC$96","v":{"$error":"#REF!"}},3,0.75,null,null,{"$f":"'Stormwater Treatment Analysis'!$AC$96","v":{"$error":"#REF!"}},3,0.75,null,null,{"$f":"'Stormwater Treatment Analysis'!$AC$96","v":{"$error":"#REF!"}},3,0.75,null,null,{"$f":"'Stormwater Treatment Analysis'!$AC$96","v":{"$error":"#REF!"}},null,null,null,null,null,null,null,null,{"$f":"'Catch Config.'!$L$28","v":"F - Mixed-3 Catchment-2 Series-Parallel (A)"},null,null,null,7]
[null,null,null,null,null,null,null,null,null,null,null,null,null,null,null,"P:",0,0,0,0,{"$f":"IF(ISERROR(VLOOKUP(Q33,$Z$4:$AC$19,4))=TRUE,0,(VLOOKUP(Q33,$Z$4:$AC$19,4)))","v":0},{"$f":"IF(ISERROR(VLOOKUP(R33,$Z$4:$AC$19,4))=TRUE,0,(VLOOKUP(R33,$Z$4:$AC$19,4)))","v":0},{"$f":"IF(ISERROR(VLOOKUP(S33,$Z$4:$AC$19,4))=TRUE,0,(VLOOKUP(S33,$Z$4:$AC$19,4)))","v":0},{"$f":"IF(ISERROR(VLOOKUP(T33,$Z$4:$AC$19,4))=TRUE,0,(VLOOKUP(T33,$Z$4:$AC$19,4)))","v":0},null,null,null,null,null,4,1,null,{"$f":"'Stormwater Treatment Analysis'!$AC$117","v":{"$error":"#REF!"}},4,1,null,{"$f":"'Stormwater Treatment Analysis'!$AC$117","v":{"$error":"#REF!"}},4,1,null,{"$f":"'Stormwater Treatment Analysis'!$AC$117","v":{"$error":"#REF!"}},4,1,null,null,{"$f":"'Stormwater Treatment Analysis'!$AC$117","v":{"$error":"#REF!"}},4,1,null,null,{"$f":"'Stormwater Treatment Analysis'!$AC$117","v":{"$error":"#REF!"}},4,1,null,null,{"$f":"'Stormwater Treatment Analysis'!$AC$117","v":{"$error":"#REF!"}},null,null,null,null,null,null,null,null,{"$f":"'Catch Config.'!$L$37","v":"G - Mixed-3 Catchment-2 Series-Parallel (B)"},null,null,null,8]
[null,null,null,null,null,null,null,null,null,null,null,null,null,null,null,null,{"$f":"IF(Q28=0,0,IF(Q28=Q30,1,0))","v":0},{"$f":"IF(R28=0,0,IF(R28=R30,1,0))","v":0},{"$f":"IF(S28=0,0,IF(S28=S30,1,0))","v":0},{"$f":"IF(T28=0,0,IF(T28=T30,1,0))","v":0},{"$f":"IF(OR(U28=1,U30=1)=TRUE,IF(U28=U30,\"TRUE\",\"FALSE\"),\"FALSE\")","v":"FALSE"},{"$f":"IF(OR(V28=1,V30=1)=TRUE,IF(V28=V30,\"TRUE\",\"FALSE\"),\"FALSE\")","v":"FALSE"},{"$f":"IF(OR(W28=1,W30=1)=TRUE,IF(W28=W30,\"TRUE\",\"FALSE\"),\"FALSE\")","v":"FALSE"},{"$f":"IF(OR(X28=1,X30=1)=TRUE,IF(X28=X30,\"TRUE\",\"FALSE\"),\"FALSE\")","v":"FALSE"},null,null,null,null,null,5,1.25,null,{"$f":"'Stormwater Treatment Analysis'!$AC$138","v":{"$error":"#REF!"}},5,1.25,null,{"$f":"'Stormwater Treatment Analysis'!$AC$138","v":{"$error":"#REF!"}},5,1.25,null,{"$f":"'Stormwater Treatment Analysis'!$AC$138","v":{"$error":"#REF!"}},5,1.25,null,null,{"$f":"'Stormwater Treatment Analysis'!$AC$138","v":{"$error":"#REF!"}},5,1.25,null,null,{"$f":"'Stormwater Treatment Analysis'!$AC$138","v":{"$error":"#REF!"}},5,1.25,null,null,{"$f":"'Stormwater Treatment Analysis'!$AC$138","v":{"$error":"#REF!"}},null,null,null,null,null,null,null,null,{"$f":"'Catch Config.'!$L$42","v":"H - 4 Catchment-Series"},null,null,null,9]
[null,null,null,null,null,null,null,null,null,null,null,null,null,null,null,null,{"$f":"IF(Q30=0,0,IF(Q30=Q32,1,0))","v":0},{"$f":"IF(R30=0,0,IF(R30=R32,1,0))","v":0},{"$f":"IF(S30=0,0,IF(S30=S32,1,0))","v":0},{"$f":"IF(T30=0,0,IF(T30=T32,1,0))","v":0},{"$f":"IF(OR(U30=1,U32=1)=TRUE,IF(U30=U32,\"TRUE\",\"FALSE\"),\"FALSE\")","v":"FALSE"},{"$f":"IF(OR(V30=1,V32=1)=TRUE,IF(V30=V32,\"TRUE\",\"FALSE\"),\"FALSE\")","v":"FALSE"},{"$f":"IF(OR(W30=1,W32=1)=TRUE,IF(W30=W32,\"TRUE\",\"FALSE\"),\"FALSE\")","v":"FALSE"},{"$f":"IF(OR(X30=1,X32=1)=TRUE,IF(X30=X32,\"TRUE\",\"FALSE\"),\"FALSE\")","v":"FALSE"},null,null,null,null,null,6,1.5,null,{"$f":"'Stormwater Treatment Analysis'!$AC$159","v":{"$error":"#REF!"}},6,1.5,null,{"$f":"'Stormwater Treatment Analysis'!$AC$159","v":{"$error":"#REF!"}},6,1.5,null,{"$f":"'Stormwater Treatment Analysis'!$AC$159","v":{"$error":"#REF!"}},6,1.5,null,null,{"$f":"'Stormwater Treatment Analysis'!$AC$159","v":{"$error":"#REF!"}},6,1.5,null,null,{"$f":"'Stormwater Treatment Analysis'!$AC$159","v":{"$error":"#REF!"}},6,1.5,null,null,{"$f":"'Stormwater Treatment Analysis'!$AC$159","v":{"$error":"#REF!"}},null,null,null,null,null,null,null,null,{"$f":"'Catch Config.'!$Y$16","v":"I - Mixed-4 Catchment-Series (A)"},null,null,null,10]
[null,null,null,null,null,null,null,null,null,null,null,null,null,null,null,null,{"$f":"IF(Q32=0,0,IF(Q32=Q28,1,0))","v":0},{"$f":"IF(R32=0,0,IF(R32=R28,1,0))","v":0},{"$f":"IF(S32=0,0,IF(S32=S28,1,0))","v":0},{"$f":"IF(T32=0,0,IF(T32=T28,1,0))","v":0},null,null,null,null,null,null,null,null,null,7,1.75,null,{"$f":"'Stormwater Treatment Analysis'!$AC$180","v":{"$error":"#REF!"}},7,1.75,null,{"$f":"'Stormwater Treatment Analysis'!$AC$180","v":{"$error":"#REF!"}},7,1.75,null,{"$f":"'Stormwater Treatment Analysis'!$AC$180","v":{"$error":"#REF!"}},7,1.75,null,null,{"$f":"'Stormwater Treatment Analysis'!$AC$180","v":{"$error":"#REF!"}},7,1.75,null,null,{"$f":"'Stormwater Treatment Analysis'!$AC$180","v":{"$error":"#REF!"}},7,1.75,null,null,{"$f":"'Stormwater Treatment Analysis'!$AC$180","v":{"$error":"#REF!"}},null,null,null,null,null,null,null,null,{"$f":"'Catch Config.'!$Y$25","v":"J - Mixed-4 Catchment-3 Series-Parallel"},null,null,null,11]
[null,null,null,null,null,null,null,null,null,null,null,null,null,null,null,null,null,null,null,null,null,null,null,null,null,null,null,null,null,8,2,null,{"$f":"'Stormwater Treatment Analysis'!$AC$201","v":{"$error":"#REF!"}},8,2,null,{"$f":"'Stormwater Treatment Analysis'!$AC$201","v":{"$error":"#REF!"}},8,2,null,{"$f":"'Stormwater Treatment Analysis'!$AC$201","v":{"$error":"#REF!"}},8,2,null,null,{"$f":"'Stormwater Treatment Analysis'!$AC$201","v":{"$error":"#REF!"}},8,2,null,null,{"$f":"'Stormwater Treatment Analysis'!$AC$201","v":{"$error":"#REF!"}},8,2,null,null,{"$f":"'Stormwater Treatment Analysis'!$AC$201","v":{"$error":"#REF!"}},null,null,null,null,null,null,null,null,{"$f":"'Catch Config.'!$Y$37","v":"K - Mixed-4 Catchment-Series (B)"},null,null,null,12]
[null,null,null,null,null,null,null,null,null,null,null,null,null,null,null,"N:",{"$f":"IF(E$11=\"Retention Basin\",1,IF(E$11=\"Wet Detention\",2,IF(E$11=\"Exfiltration Trench\",3,IF(E$11=\"Pervious Pavement\",4,IF(E$11=\"Stormwater Harvesting\",5,IF(E$11=\"Underdrain Biofiltration\",6,IF(E$11=\"Greenroof\",7,IF(E$11=\"Rainwater Harvesting\",8,IF(E$11=\"Floating Island\",9,IF(E$11=\"VNB\",10,IF(E$11=\"VFS\",11,IF(E$11=\"Tree Well\", 12,IF(E$11=\"Rain Garden\",13,IF(E$11=\"Swale\",14,IF(E$11=\"User Defined BMP\",15,0)))))))))))))))","v":0},{"$f":"IF(F$11=\"Retention Basin\",1,IF(F$11=\"Wet Detention\",2,IF(F$11=\"Exfiltration Trench\",3,IF(F$11=\"Pervious Pavement\",4,IF(F$11=\"Stormwater Harvesting\",5,IF(F$11=\"Underdrain Biofiltration\",6,IF(F$11=\"Greenroof\",7,IF(F$11=\"Rainwater Harvesting\",8,IF(F$11=\"Floating Island\",9,IF(F$11=\"VNB\",10,IF(F$11=\"VFS\",11,IF(F$11=\"Tree Well\", 12,IF(F$11=\"Rain Garden\",13,IF(F$11=\"Swale\",14,IF(F$11=\"User Defined BMP\",15,0)))))))))))))))","v":0},{"$f":"IF(G$11=\"Retention Basin\",1,IF(G$11=\"Wet Detention\",2,IF(G$11=\"Exfiltration Trench\",3,IF(G$11=\"Pervious Pavement\",4,IF(G$11=\"Stormwater Harvesting\",5,IF(G$11=\"Underdrain Biofiltration\",6,IF(G$11=\"Greenroof\",7,IF(G$11=\"Rainwater Harvesting\",8,IF(G$11=\"Floating Island\",9,IF(G$11=\"VNB\",10,IF(G$11=\"VFS\",11,IF(G$11=\"Tree Well\", 12,IF(G$11=\"Rain Garden\",13,IF(G$11=\"Swale\",14,IF(G$11=\"User Defined BMP\",15,0)))))))))))))))","v":0},{"$f":"IF(H$11=\"Retention Basin\",1,IF(H$11=\"Wet Detention\",2,IF(H$11=\"Exfiltration Trench\",3,IF(H$11=\"Pervious Pavement\",4,IF(H$11=\"Stormwater Harvesting\",5,IF(H$11=\"Underdrain Biofiltration\",6,IF(H$11=\"Greenroof\",7,IF(H$11=\"Rainwater Harvesting\",8,IF(H$11=\"Floating Island\",9,IF(H$11=\"VNB\",10,IF(H$11=\"VFS\",11,IF(H$11=\"Tree Well\", 12,IF(H$11=\"Rain Garden\",13,IF(H$11=\"Swale\",14,IF(H$11=\"User Defined BMP\",15,0)))))))))))))))","v":0},{"$f":"IF(U28=U30,U29+U31,0)","v":0},{"$f":"IF(V28=V30,V29+V31,0)","v":0},{"$f":"IF(W28=W30,W29+W31,0)","v":0},{"$f":"IF(X28=X30,X29+X31,0)","v":0},null,null,null,null,null,9,2.25,null,{"$f":"'Stormwater Treatment Analysis'!$AC$222","v":{"$error":"#REF!"}},9,2.25,null,{"$f":"'Stormwater Treatment Analysis'!$AC$222","v":{"$error":"#REF!"}},9,2.25,null,{"$f":"'Stormwater Treatment Analysis'!$AC$222","v":{"$error":"#REF!"}},9,2.25,null,null,{"$f":"'Stormwater Treatment Analysis'!$AC$222","v":{"$error":"#REF!"}},9,2.25,null,null,{"$f":"'Stormwater Treatment Analysis'!$AC$222","v":{"$error":"#REF!"}},9,2.25,null,null,{"$f":"'Stormwater Treatment Analysis'!$AC$222","v":{"$error":"#REF!"}},null,null,null,null,null,null,null,null,{"$f":"'Catch Config.'!$Y$52","v":"L - 4 Catchment-Parallel"},null,null,null,13]
[null,null,null,null,null,null,null,null,null,null,null,null,null,null,null,"P:",{"$f":"IF(Q28=2,2.1,IF(Q28=6,6.1,IF(Q28=9,9.1,IF(Q28=10,10.1,IF(Q28=11,11.1,IF(Q28=12,12.1,IF(Q28=13,13.1,Q28)))))))","v":0},{"$f":"IF(R28=2,2.1,IF(R28=6,6.1,IF(R28=9,9.1,IF(R28=10,10.1,IF(R28=11,11.1,IF(R28=12,12.1,IF(R28=13,13.1,R28)))))))","v":0},{"$f":"IF(S28=2,2.1,IF(S28=6,6.1,IF(S28=9,9.1,IF(S28=10,10.1,IF(S28=11,11.1,IF(S28=12,12.1,IF(S28=13,13.1,S28)))))))","v":0},{"$f":"IF(T28=2,2.1,IF(T28=6,6.1,IF(T28=9,9.1,IF(T28=10,10.1,IF(T28=11,11.1,IF(T28=12,12.1,IF(T28=13,13.1,T28)))))))","v":0},{"$f":"IF(U30=U32,U31+U33,0)","v":0},{"$f":"IF(V30=V32,V31+V33,0)","v":0},{"$f":"IF(W30=W32,W31+W33,0)","v":0},{"$f":"IF(X30=X32,X31+X33,0)","v":0},null,null,null,null,null,10,2.5,null,{"$f":"'Stormwater Treatment Analysis'!$AC$243","v":{"$error":"#REF!"}},10,2.5,null,{"$f":"'Stormwater Treatment Analysis'!$AC$243","v":{"$error":"#REF!"}},10,2.5,null,{"$f":"'Stormwater Treatment Analysis'!$AC$243","v":{"$error":"#REF!"}},10,2.5,null,null,{"$f":"'Stormwater Treatment Analysis'!$AC$243","v":{"$error":"#REF!"}},10,2.5,null,null,{"$f":"'Stormwater Treatment Analysis'!$AC$243","v":{"$error":"#REF!"}},10,2.5,null,null,{"$f":"'Stormwater Treatment Analysis'!$AC$243","v":{"$error":"#REF!"}},null,null,null,null,null,null,null,null,{"$f":"'Catch Config.'!$AI$14","v":"M - Mixed-4 Catchment-2 Series"},null,null,null,14]
[null,null,null,null,null,null,null,null,null,null,null,null,null,null,null,"N:",{"$f":"IF(E$12=\"Retention Basin\",1,IF(E$12=\"Wet Detention\",2,IF(E$12=\"Exfiltration Trench\",3,IF(E$12=\"Pervious Pavement\",4,IF(E$12=\"Stormwater Harvesting\",5,IF(E$12=\"Underdrain Biofiltration\",6,IF(E$12=\"Greenroof\",7,IF(E$12=\"Rainwater Harvesting\",8,IF(E$12=\"Floating Island\",9,IF(E$12=\"VNB\",10,IF(E$12=\"VFS\",11,IF(E$12=\"Tree Well\", 12,IF(E$12=\"Rain Garden\",13,IF(E$12=\"Swale\",14,IF(E$12=\"User Defined BMP\",15,0)))))))))))))))","v":0},{"$f":"IF(F$12=\"Retention Basin\",1,IF(F$12=\"Wet Detention\",2,IF(F$12=\"Exfiltration Trench\",3,IF(F$12=\"Pervious Pavement\",4,IF(F$12=\"Stormwater Harvesting\",5,IF(F$12=\"Underdrain Biofiltration\",6,IF(F$12=\"Greenroof\",7,IF(F$12=\"Rainwater Harvesting\",8,IF(F$12=\"Floating Island\",9,IF(F$12=\"VNB\",10,IF(F$12=\"VFS\",11,IF(F$12=\"Tree Well\", 12,IF(F$12=\"Rain Garden\",13,IF(F$12=\"Swale\",14,IF(F$12=\"User Defined BMP\",15,0)))))))))))))))","v":0},{"$f":"IF(G$12=\"Retention Basin\",1,IF(G$12=\"Wet Detention\",2,IF(G$12=\"Exfiltration Trench\",3,IF(G$12=\"Pervious Pavement\",4,IF(G$12=\"Stormwater Harvesting\",5,IF(G$12=\"Underdrain Biofiltration\",6,IF(G$12=\"Greenroof\",7,IF(G$12=\"Rainwater Harvesting\",8,IF(G$12=\"Floating Island\",9,IF(G$12=\"VNB\",10,IF(G$12=\"VFS\",11,IF(G$12=\"Tree Well\", 12,IF(G$12=\"Rain Garden\",13,IF(G$12=\"Swale\",14,IF(G$12=\"User Defined BMP\",15,0)))))))))))))))","v":0},{"$f":"IF(H$12=\"Retention Basin\",1,IF(H$12=\"Wet Detention\",2,IF(H$12=\"Exfiltration Trench\",3,IF(H$12=\"Pervious Pavement\",4,IF(H$12=\"Stormwater Harvesting\",5,IF(H$12=\"Underdrain Biofiltration\",6,IF(H$12=\"Greenroof\",7,IF(H$12=\"Rainwater Harvesting\",8,IF(H$12=\"Floating Island\",9,IF(H$12=\"VNB\",10,IF(H$12=\"VFS\",11,IF(H$12=\"Tree Well\", 12,IF(H$12=\"Rain Garden\",13,IF(H$12=\"Swale\",14,IF(H$12=\"User Defined BMP\",15,0)))))))))))))))","v":0},{"$f":"IF(AND(U28=1,U30=1,U32=1)=TRUE,SUM(U38:U39)-U31,MAX(U38:U39))","v":0},{"$f":"IF(AND(V28=1,V30=1,V32=1)=TRUE,SUM(V38:V39)-V31,MAX(V38:V39))","v":0},{"$f":"IF(AND(W28=1,W30=1,W32=1)=TRUE,SUM(W38:W39)-W31,MAX(W38:W39))","v":0},{"$f":"IF(AND(X28=1,X30=1,X32=1)=TRUE,SUM(X38:X39)-X31,MAX(X38:X39))","v":0},null,null,null,null,null,11,2.75,null,{"$f":"'Stormwater Treatment Analysis'!$AC$264","v":{"$error":"#REF!"}},11,2.75,null,{"$f":"'Stormwater Treatment Analysis'!$AC$264","v":{"$error":"#REF!"}},11,2.75,null,{"$f":"'Stormwater Treatment Analysis'!$AC$264","v":{"$error":"#REF!"}},11,2.75,null,null,{"$f":"'Stormwater Treatment Analysis'!$AC$264","v":{"$error":"#REF!"}},11,2.75,null,null,{"$f":"'Stormwater Treatment Analysis'!$AC$264","v":{"$error":"#REF!"}},11,2.75,null,null,{"$f":"'Stormwater Treatment Analysis'!$AC$264","v":{"$error":"#REF!"}},null,null,null,null,null,null,null,null,{"$f":"'Catch Config.'!$AI$34","v":"N - Mixed-4 Catchment-2 Series-2 Parallel"},null,null,null,15]
[null,null,null,null,null,null,null,null,null,null,null,null,null,null,null,"P:",{"$f":"IF(Q30=2,2.1,IF(Q30=6,6.1,IF(Q30=9,9.1,IF(Q30=10,10.1,IF(Q30=11,11.1,IF(Q30=12,12.1,IF(Q30=13,13.1,Q30)))))))","v":0},{"$f":"IF(R30=2,2.1,IF(R30=6,6.1,IF(R30=9,9.1,IF(R30=10,10.1,IF(R30=11,11.1,IF(R30=12,12.1,IF(R30=13,13.1,R30)))))))","v":0},{"$f":"IF(S30=2,2.1,IF(S30=6,6.1,IF(S30=9,9.1,IF(S30=10,10.1,IF(S30=11,11.1,IF(S30=12,12.1,IF(S30=13,13.1,S30)))))))","v":0},{"$f":"IF(T30=2,2.1,IF(T30=6,6.1,IF(T30=9,9.1,IF(T30=10,10.1,IF(T30=11,11.1,IF(T30=12,12.1,IF(T30=13,13.1,T30)))))))","v":0},{"$f":"AG49","v":0},{"$f":"AK49","v":0},{"$f":"AO49","v":0},{"$f":"AT49","v":0},null,null,null,null,null,12,3,null,{"$f":"'Stormwater Treatment Analysis'!$AC$285","v":{"$error":"#REF!"}},12,3,null,{"$f":"'Stormwater Treatment Analysis'!$AC$285","v":{"$error":"#REF!"}},12,3,null,{"$f":"'Stormwater Treatment Analysis'!$AC$285","v":{"$error":"#REF!"}},12,3,null,null,{"$f":"'Stormwater Treatment Analysis'!$AC$285","v":{"$error":"#REF!"}},12,3,null,null,{"$f":"'Stormwater Treatment Analysis'!$AC$285","v":{"$error":"#REF!"}},12,3,null,null,{"$f":"'Stormwater Treatment Analysis'!$AC$285","v":{"$error":"#REF!"}},null,null,null,null,null,null,null,null,"O - Mixed-4 Catchment- Parallel- Series",null,null,null,16]
[null,null,null,null,null,null,null,null,null,null,null,null,null,null,null,"N:",{"$f":"IF(E$13=\"Retention Basin\",1,IF(E$13=\"Wet Detention\",2,IF(E$13=\"Exfiltration Trench\",3,IF(E$13=\"Pervious Pavement\",4,IF(E$13=\"Stormwater Harvesting\",5,IF(E$13=\"Underdrain Biofiltration\",6,IF(E$13=\"Greenroof\",7,IF(E$13=\"Rainwater Harvesting\",8,IF(E$13=\"Floating Island\",9,IF(E$13=\"VNB\",10,IF(E$13=\"VFS\",11,IF(E$13=\"Tree Well\", 12,IF(E$13=\"Rain Garden\",13,IF(E$13=\"Swale\",14,IF(E$13=\"User Defined BMP\",15,0)))))))))))))))","v":0},{"$f":"IF(F$13=\"Retention Basin\",1,IF(F$13=\"Wet Detention\",2,IF(F$13=\"Exfiltration Trench\",3,IF(F$13=\"Pervious Pavement\",4,IF(F$13=\"Stormwater Harvesting\",5,IF(F$13=\"Underdrain Biofiltration\",6,IF(F$13=\"Greenroof\",7,IF(F$13=\"Rainwater Harvesting\",8,IF(F$13=\"Floating Island\",9,IF(F$13=\"VNB\",10,IF(F$13=\"VFS\",11,IF(F$13=\"Tree Well\", 12,IF(F$13=\"Rain Garden\",13,IF(F$13=\"Swale\",14,IF(F$13=\"User Defined BMP\",15,0)))))))))))))))","v":0},{"$f":"IF(G$13=\"Retention Basin\",1,IF(G$13=\"Wet Detention\",2,IF(G$13=\"Exfiltration Trench\",3,IF(G$13=\"Pervious Pavement\",4,IF(G$13=\"Stormwater Harvesting\",5,IF(G$13=\"Underdrain Biofiltration\",6,IF(G$13=\"Greenroof\",7,IF(G$13=\"Rainwater Harvesting\",8,IF(G$13=\"Floating Island\",9,IF(G$13=\"VNB\",10,IF(G$13=\"VFS\",11,IF(G$13=\"Tree Well\", 12,IF(G$13=\"Rain Garden\",13,IF(G$13=\"Swale\",14,IF(G$13=\"User Defined BMP\",15,0)))))))))))))))","v":0},{"$f":"IF(H$13=\"Retention Basin\",1,IF(H$13=\"Wet Detention\",2,IF(H$13=\"Exfiltration Trench\",3,IF(H$13=\"Pervious Pavement\",4,IF(H$13=\"Stormwater Harvesting\",5,IF(H$13=\"Underdrain Biofiltration\",6,IF(H$13=\"Greenroof\",7,IF(H$13=\"Rainwater Harvesting\",8,IF(H$13=\"Floating Island\",9,IF(H$13=\"VNB\",10,IF(H$13=\"VFS\",11,IF(H$13=\"Tree Well\", 12,IF(H$13=\"Rain Garden\",13,IF(H$13=\"Swale\",14,IF(H$13=\"User Defined BMP\",15,0)))))))))))))))","v":0},{"$f":"AG50","v":0},{"$f":"AK50","v":0},{"$f":"AO50","v":0},{"$f":"AT50","v":0},null,null,null,null,null,13,3.25,null,{"$f":"'Stormwater Treatment Analysis'!$AC$306","v":{"$error":"#REF!"}},13,3.25,null,{"$f":"'Stormwater Treatment Analysis'!$AC$306","v":{"$error":"#REF!"}},13,3.25,null,{"$f":"'Stormwater Treatment Analysis'!$AC$306","v":{"$error":"#REF!"}},13,3.25,null,null,{"$f":"'Stormwater Treatment Analysis'!$AC$306","v":{"$error":"#REF!"}},13,3.25,null,null,{"$f":"'Stormwater Treatment Analysis'!$AC$306","v":{"$error":"#REF!"}},13,3.25,null,null,{"$f":"'Stormwater Treatment Analysis'!$AC$306","v":{"$error":"#REF!"}}]
[null,null,null,null,null,null,null,null,null,null,null,null,null,null,null,"P:",{"$f":"IF(Q32=2,2.1,IF(Q32=6,6.1,IF(Q32=9,9.1,IF(Q32=10,10.1,IF(Q32=11,11.1,IF(Q32=12,12.1,IF(Q32=13,13.1,Q32)))))))","v":0},{"$f":"IF(R32=2,2.1,IF(R32=6,6.1,IF(R32=9,9.1,IF(R32=10,10.1,IF(R32=11,11.1,IF(R32=12,12.1,IF(R32=13,13.1,R32)))))))","v":0},{"$f":"IF(S32=2,2.1,IF(S32=6,6.1,IF(S32=9,9.1,IF(S32=10,10.1,IF(S32=11,11.1,IF(S32=12,12.1,IF(S32=13,13.1,S32)))))))","v":0},{"$f":"IF(T32=2,2.1,IF(T32=6,6.1,IF(T32=9,9.1,IF(T32=10,10.1,IF(T32=11,11.1,IF(T32=12,12.1,IF(T32=13,13.1,T32)))))))","v":0},null,null,null,null,null,null,null,null,null,14,3.5,null,{"$f":"'Stormwater Treatment Analysis'!$AC$327","v":{"$error":"#REF!"}},14,3.5,null,{"$f":"'Stormwater Treatment Analysis'!$AC$327","v":{"$error":"#REF!"}},14,3.5,null,{"$f":"'Stormwater Treatment Analysis'!$AC$327","v":{"$error":"#REF!"}},14,3.5,null,null,{"$f":"'Stormwater Treatment Analysis'!$AC$327","v":{"$error":"#REF!"}},14,3.5,null,null,{"$f":"'Stormwater Treatment Analysis'!$AC$327","v":{"$error":"#REF!"}},14,3.5,null,null,{"$f":"'Stormwater Treatment Analysis'!$AC$327","v":{"$error":"#REF!"}}]
[null,null,null,null,null,null,null,null,null,null,null,null,null,null,null,null,null,null,null,null,null,null,null,null,null,null,null,null,null,15,3.75,null,{"$f":"'Stormwater Treatment Analysis'!$AC$348","v":{"$error":"#REF!"}},15,3.75,null,{"$f":"'Stormwater Treatment Analysis'!$AC$348","v":{"$error":"#REF!"}},15,3.75,null,{"$f":"'Stormwater Treatment Analysis'!$AC$348","v":{"$error":"#REF!"}},15,3.75,null,null,{"$f":"'Stormwater Treatment Analysis'!$AC$348","v":{"$error":"#REF!"}},15,3.75,null,null,{"$f":"'Stormwater Treatment Analysis'!$AC$348","v":{"$error":"#REF!"}},15,3.75,null,null,{"$f":"'Stormwater Treatment Analysis'!$AC$348","v":{"$error":"#REF!"}}]
[null,null,null,null,null,null,null,null,null,null,null,null,null,null,null,"N:",{"$f":"IF(ISERROR(VLOOKUP(Q38,$N$4:$T$26,4,FALSE))=TRUE,0,VLOOKUP(Q38,$N$4:$T$26,4,FALSE))","v":0},{"$f":"IF(ISERROR(VLOOKUP(R38,$N$4:$T$26,5,FALSE))=TRUE,0,VLOOKUP(R38,$N$4:$T$26,5,FALSE))","v":0},{"$f":"IF(ISERROR(VLOOKUP(S38,$N$4:$T$26,6,FALSE))=TRUE,0,VLOOKUP(S38,$N$4:$T$26,6,FALSE))","v":0},{"$f":"IF(ISERROR(VLOOKUP(T38,$N$4:$T$26,7,FALSE))=TRUE,0,VLOOKUP(T38,$N$4:$T$26,7,FALSE))","v":0},{"$f":"E11","v":""},"","","",null,null,null,null,null,16,4,null,{"$f":"'Stormwater Treatment Analysis'!$AC$369","v":{"$error":"#REF!"}},16,4,null,{"$f":"'Stormwater Treatment Analysis'!$AC$369","v":{"$error":"#REF!"}},16,4,null,{"$f":"'Stormwater Treatment Analysis'!$AC$369","v":{"$error":"#REF!"}},16,4,null,null,{"$f":"'Stormwater Treatment Analysis'!$AC$369","v":{"$error":"#REF!"}},16,4,null,null,{"$f":"'Stormwater Treatment Analysis'!$AC$369","v":{"$error":"#REF!"}},16,4,null,null,{"$f":"'Stormwater Treatment Analysis'!$AC$369","v":{"$error":"#REF!"}}]
[null,null,null,null,null,null,null,null,null,null,null,null,null,null,null,"P:",0,0,0,0,"","","",""]
[null,null,null,null,null,null,null,null,null,null,null,null,null,null,null,"N:",0,0,0,0,"","","","",null,null,null,null,null,"Interpolation for Retention Amount:",null,null,null,"Interpolation for Retention Amount:",null,null,null,"Interpolation for Retention Amount:",null,null,null,"Interpolation for Retention Amount:",null,null,null,null,"Interpolation for Retention Amount:",null,null,null,null,"Interpolation for Retention Amount:"]
[null,null,null,null,null,null,null,null,null,null,null,null,null,null,null,"P:",0,0,0,0,{"$f":"IF(U45=\"VNB\",1,IF(U45=\"VFS\",2,0))","v":0},0,0,0]
[null,null,null,null,null,null,null,null,null,null,null,null,null,null,null,"N:",0,0,0,0,0,0,0,0,null,null,null,null,null,null,{"$f":"VLOOKUP(0,AD29:AG45,2)","v":0},{"$f":"VLOOKUP(0,AD29:AG45,4)","v":0},{"$f":"IF(ISERROR(IF(U40>AE45,AG45,AF49+((U40-AE49)/(AE50-AE49)*(AF50-AF49))))=TRUE,0,(IF(U40>AE45,AG45,AF49+((U40-AE49)/(AE50-AE49)*(AF50-AF49)))))","v":0},null,{"$f":"VLOOKUP(0,AH29:AK45,2)","v":0},{"$f":"VLOOKUP(0,AH29:AK45,4)","v":0},{"$f":"IF(ISERROR(IF(V40>AI45,AK45,AJ49+((V40-AI49)/(AI50-AI49)*(AJ50-AJ49))))=TRUE,0,(IF(V40>AI45,AK45,AJ49+((V40-AI49)/(AI50-AI49)*(AJ50-AJ49)))))","v":0},null,{"$f":"VLOOKUP(0,AL29:AO45,2)","v":0},{"$f":"VLOOKUP(0,AL29:AO45,4)","v":0},{"$f":"IF(ISERROR(IF(W40>AM45,AO45,AN49+((W40-AM49)/(AM50-AM49)*(AN50-AN49))))=TRUE,0,(IF(W40>AM45,AO45,AN49+((W40-AM49)/(AM50-AM49)*(AN50-AN49)))))","v":0},null,{"$f":"VLOOKUP(0,AP29:AT45,2)","v":0},null,{"$f":"VLOOKUP(0,AP29:AT45,4)","v":0},{"$f":"IF(ISERROR(IF(X40>AQ45,AT45,AS49+((X40-AQ49)/(AQ50-AQ49)*(AS50-AS49))))=TRUE,0,(IF(X40>AQ45,AT45,AS49+((X40-AQ49)/(AQ50-AQ49)*(AS50-AS49)))))","v":0},null,{"$f":"VLOOKUP(0,AU29:AY45,2)","v":0},null,{"$f":"VLOOKUP(0,AU29:AY45,4)","v":0},{"$f":"IF(ISERROR(IF(Y40>AV45,AY45,AX49+((Y40-AV49)/(AV50-AV49)*(AX50-AX49))))=TRUE,0,(IF(Y40>AV45,AY45,AX49+((Y40-AV49)/(AV50-AV49)*(AX50-AX49)))))","v":0},null,{"$f":"VLOOKUP(0,AZ29:BD45,2)","v":0},null,{"$f":"VLOOKUP(0,AZ29:BD45,4)","v":0},{"$f":"IF(ISERROR(IF(Z40>BA45,BD45,BC49+((Z40-BA49)/(BA50-BA49)*(BC50-BC49))))=TRUE,0,(IF(Z40>BA45,BD45,BC49+((Z40-BA49)/(BA50-BA49)*(BC50-BC49)))))","v":0}]
[null,null,null,null,null,null,null,null,null,null,null,null,null,null,null,"P:",0,0,0,0,0,0,0,0,null,null,null,null,null,null,{"$f":"VLOOKUP(1,AD29:AG45,2)","v":0.25},{"$f":"VLOOKUP(1,AD29:AG45,4)","v":{"$error":"#REF!"}},{"$f":"AG49","v":0},null,{"$f":"VLOOKUP(1,AH29:AK45,2)","v":0.25},{"$f":"VLOOKUP(1,AH29:AK45,4)","v":{"$error":"#REF!"}},{"$f":"AK49","v":0},null,{"$f":"VLOOKUP(1,AL29:AO45,2)","v":0.25},{"$f":"VLOOKUP(1,AL29:AO45,4)","v":{"$error":"#REF!"}},{"$f":"AO49","v":0},null,{"$f":"VLOOKUP(1,AP29:AT45,2)","v":0.25},null,{"$f":"VLOOKUP(1,AP29:AT45,4)","v":0},{"$f":"AT49","v":0},null,{"$f":"VLOOKUP(1,AU29:AY45,2)","v":0.25},null,{"$f":"VLOOKUP(1,AU29:AY45,4)","v":0},{"$f":"AY49","v":0},null,{"$f":"VLOOKUP(1,AZ29:BD45,2)","v":0.25},null,{"$f":"VLOOKUP(1,AZ29:BD45,4)","v":0},{"$f":"BD49","v":0}]
[null,null,null,null,null,null,null,null,null,null,null,null,null,null,null,null,null,null,null,null,0,0]
[null,null,null,null,null,null,null,null,null,null,null,null,null,null,null,"N:",1.3071515151515152,39,0,0,0,0,0,10]
[null,null,null,null,null,null,null,null,null,null,null,null,null,null,null,"P:",1.3071515151515152,39,0,0,0,0,0,5]
[null,null,null,null,null,null,null,null,null,null,null,null,null,null,null,"N:",56.620000000000005,0,0,0,0,0,0,10]
[null,null,null,null,null,null,null,null,null,null,null,null,null,null,null,"P:",56.620000000000005,0,0,0,0,0,0,5]
[null,null,null,null,null,null,null,null,null,null,null,null,null,null,null,"N:",75.900000000000006,0,0,0,{"$f":"IF(OR(U$48=1,U$49=1,U$50=1)=TRUE,U41+((100-U41)*(U52/100)),IF(OR(U$48=2,U$49=2,U$50=2)=TRUE,U41+((100-U41)*(U54/100)),U41))","v":0},0,0,0]
[null,null,null,null,null,null,null,null,null,null,null,null,null,null,null,"P:",75.900000000000006,0,0,0,0,0,0,0]
[]
[null,null,null,null,null,null,null,null,null,null,null,null,null,null,2,"N:",{"$f":"IF(U59>0,U59,((Q52/100)+((1-(Q52/100))*(Q54/100)))*(100))","v":57.187042327272728},39,0,0,{"$f":"IF(AND(U28=1,U30=1)=TRUE,U56,0)","v":0},{"$f":"IF(AND(V28=1,V30=1)=TRUE,V56,0)","v":0},{"$f":"IF(AND(W28=1,W30=1)=TRUE,W56,0)","v":0},{"$f":"IF(AND(X28=1,X30=1)=TRUE,X56,0)","v":0}]
[null,null,null,null,null,null,null,null,null,null,null,null,null,null,2,"P:",57.187042327272728,39,0,0,{"$f":"IF(AND(U28=1,U30=1)=TRUE,U57,0)","v":0},{"$f":"IF(AND(V28=1,V30=1)=TRUE,V57,0)","v":0},{"$f":"IF(AND(W28=1,W30=1)=TRUE,W57,0)","v":0},{"$f":"IF(AND(X28=1,X30=1)=TRUE,X57,0)","v":0}]
[null,null,null,null,null,null,null,null,null,null,null,null,null,null,3,"N:",{"$f":"IF(AND(U59=U61,U59>0,U61>0)=TRUE,U61,IF(U61>0,((Q52/100)+((1-(Q52/100))*(U61/100)))*(100),((Q59/100)+((1-(Q59/100))*(Q56/100)))*(100)))","v":89.68207720087274},39,0,0,{"$f":"IF(AND(U30=1,U32=1)=TRUE,U56,0)","v":0},{"$f":"IF(AND(V30=1,V32=1)=TRUE,V56,0)","v":0},{"$f":"IF(AND(W30=1,W32=1)=TRUE,W56,0)","v":0},{"$f":"IF(AND(X30=1,X32=1)=TRUE,X56,0)","v":0}]
[null,null,null,null,null,null,null,null,null,null,null,null,null,null,3,"P:",89.68207720087274,39,0,0,{"$f":"IF(AND(U30=1,U32=1)=TRUE,U57,0)","v":0},{"$f":"IF(AND(V30=1,V32=1)=TRUE,V57,0)","v":0},{"$f":"IF(AND(W30=1,W32=1)=TRUE,W57,0)","v":0},{"$f":"IF(AND(X30=1,X32=1)=TRUE,X57,0)","v":0}]
[null,null,null,null,null,null,null,null,null,null,null,null,null,null,null,null,null,null,null,null,"Permanent pool adjustment:"]
[null,null,null,null,null,null,null,null,null,null,null,null,null,null,null,"N:",{"$f":"('Stormwater Treatment Analysis'!$H$24*(1-('Multiple Catchment'!Q52/100)))","v":0},{"$f":"IF(R52=0,0,('Stormwater Treatment Analysis'!$H$24*(1-('Multiple Catchment'!R52/100))))","v":0},{"$f":"IF(S52=0,0,('Stormwater Treatment Analysis'!$H$24*(1-('Multiple Catchment'!S52/100))))","v":0},{"$f":"IF(T52=0,0,('Stormwater Treatment Analysis'!$H$24*(1-('Multiple Catchment'!T52/100))))","v":0},1,2,3,4]
[null,null,null,null,null,null,null,null,null,null,null,null,null,null,null,"P:",{"$f":"('Stormwater Treatment Analysis'!$H$25*(1-('Multiple Catchment'!Q53/100)))","v":0},{"$f":"IF(R53=0,0,('Stormwater Treatment Analysis'!$H$25*(1-('Multiple Catchment'!R53/100))))","v":0},{"$f":"IF(S53=0,0,('Stormwater Treatment Analysis'!$H$25*(1-('Multiple Catchment'!S53/100))))","v":0},{"$f":"IF(T53=0,0,('Stormwater Treatment Analysis'!$H$25*(1-('Multiple Catchment'!T53/100))))","v":0},{"$f":"U28","v":0},{"$f":"V28","v":0},{"$f":"W28","v":0},{"$f":"X28","v":0}]
[null,null,null,null,null,null,null,null,null,null,null,null,null,null,null,"N:",{"$f":"Q64*(1-('Multiple Catchment'!Q54/100))","v":0},{"$f":"IF(R64=0,0,R64*(1-('Multiple Catchment'!R54/100)))","v":0},{"$f":"IF(S64=0,0,S64*(1-('Multiple Catchment'!S54/100)))","v":0},{"$f":"IF(T64=0,0,T64*(1-('Multiple Catchment'!T54/100)))","v":0},{"$f":"U30","v":0},{"$f":"V30","v":0},{"$f":"W30","v":0},{"$f":"X30","v":0}]
[null,null,null,null,null,null,null,null,null,null,null,null,null,null,null,"P:",{"$f":"Q65*(1-('Multiple Catchment'!Q55/100))","v":0},{"$f":"IF(R65=0,0,R65*(1-('Multiple Catchment'!R55/100)))","v":0},{"$f":"IF(S65=0,0,S65*(1-('Multiple Catchment'!S55/100)))","v":0},{"$f":"IF(T65=0,0,T65*(1-('Multiple Catchment'!T55/100)))","v":0},{"$f":"U32","v":0},{"$f":"V32","v":0},{"$f":"W32","v":0},{"$f":"X32","v":0}]
[null,null,null,null,null,null,null,null,null,null,null,null,null,null,null,"N:",{"$f":"Q66*(1-('Multiple Catchment'!Q56/100))","v":0},{"$f":"IF(R66=0,0,R66*(1-('Multiple Catchment'!R56/100)))","v":0},{"$f":"IF(S66=0,0,S66*(1-('Multiple Catchment'!S56/100)))","v":0},{"$f":"IF(T66=0,0,T66*(1-('Multiple Catchment'!T56/100)))","v":0},{"$f":"IF(AND(U65=1,U66=1,U67=2)=TRUE,1,IF(AND(U65=1,U66=2)=TRUE,2,IF(AND(U65<>1,U66=1,U67=2)=TRUE,3,0)))","v":0},{"$f":"IF(AND(V65=1,V66=1,V67=2)=TRUE,1,IF(AND(V65=1,V66=2)=TRUE,2,IF(AND(V65<>1,V66=1,V67=2)=TRUE,3,0)))","v":0},{"$f":"IF(AND(W65=1,W66=1,W67=2)=TRUE,1,IF(AND(W65=1,W66=2)=TRUE,2,IF(AND(W65<>1,W66=1,W67=2)=TRUE,3,0)))","v":0},{"$f":"IF(AND(X65=1,X66=1,X67=2)=TRUE,1,IF(AND(X65=1,X66=2)=TRUE,2,IF(AND(X65<>1,X66=1,X67=2)=TRUE,3,0)))","v":0}]
[null,null,null,null,null,null,null,null,null,null,null,null,null,null,null,"P:",{"$f":"Q67*(1-('Multiple Catchment'!Q57/100))","v":0},{"$f":"IF(R67=0,0,R67*(1-('Multiple Catchment'!R57/100)))","v":0},{"$f":"IF(S67=0,0,S67*(1-('Multiple Catchment'!S57/100)))","v":0},{"$f":"IF(T67=0,0,T67*(1-('Multiple Catchment'!T57/100)))","v":0},{"$f":"IF(U68=1,U41,IF(U68=2,Q45,IF(U68=3,Q47,0)))","v":0},{"$f":"IF(V68=1,V41,IF(V68=2,R45,IF(V68=3,R47,0)))","v":0},{"$f":"IF(W68=1,W41,IF(W68=2,S45,IF(W68=3,S47,0)))","v":0},{"$f":"IF(X68=1,X41,IF(X68=2,T45,IF(X68=3,T47,0)))","v":0}]
[null,null,null,null,null,null,null,null,null,null,null,null,null,null,null,null,null,null,null,null,{"$f":"U69","v":0},{"$f":"V69","v":0},{"$f":"W69","v":0},{"$f":"X69","v":0}]
[null,null,null,null,null,null,null,null,null,null,null,null,null,null,null,"N:",{"$f":"(1-(Q68/'Stormwater Treatment Analysis'!$H$24))*100","v":{"$error":"#DIV/0!"}},{"$f":"IF(R68=0,0,(1-(R68/'Stormwater Treatment Analysis'!$H$24))*100)","v":0},{"$f":"IF(S68=0,0,(1-(S68/'Stormwater Treatment Analysis'!$H$24))*100)","v":0},{"$f":"IF(T68=0,0,(1-(T68/'Stormwater Treatment Analysis'!$H$24))*100)","v":0},1,{"$f":"HLOOKUP(U71,U64:Z70,7)","v":0}]
[null,null,null,null,null,null,null,null,null,null,null,null,null,null,null,"P:",{"$f":"(1-(Q69/'Stormwater Treatment Analysis'!$H$25))*100","v":{"$error":"#DIV/0!"}},{"$f":"IF(R69=0,0,(1-(R69/'Stormwater Treatment Analysis'!$H$25))*100)","v":0},{"$f":"IF(S69=0,0,(1-(S69/'Stormwater Treatment Analysis'!$H$25))*100)","v":0},{"$f":"IF(T69=0,0,(1-(T69/'Stormwater Treatment Analysis'!$H$25))*100)","v":0}]
[null,null,null,null,null,null,null,null,null,null,null,null,null,null,null,"N:",{"$f":"Q68","v":0},0,0,0]
[null,null,null,null,null,null,null,null,null,null,null,null,null,null,null,"P:",0,0,0,0]

{"sheet":"Cost Analysis","index":23,"n_rows":76,"n_cols":104,"rows_kept":76,"cut":false,"hidden":false,"merged":[[3,67,3,73],[3,76,3,82],[3,85,3,91],[3,94,3,100],[1,0,1,4],[5,0,7,0],[8,0,10,0],[11,0,13,0],[14,0,16,0],[3,39,3,44],[3,33,3,38],[3,27,3,32],[3,21,3,26]]}
[]
["Cost Comparison Worksheet"]
[null,"Interest Rate [%]",0.06,"Project Duration [yrs]",30,"Cost of water [$/1000gal]",0.25]
[null,null,null,null,null,null,null,null,null,null,null,null,null,null,null,null,null,null,null,null,null,"Catch 1",null,null,null,null,null,"Catch 2",null,null,null,null,null,"Catch 3",null,null,null,null,null,"Catch 4",null,null,null,null,null,null,null,null,null,null,null,null,null,null,null,null,null,null,null,null,null,null,null,null,null,null,null,"Catchment 1",null,null,null,null,null,null,null,null,"Catchment 2",null,null,null,null,null,null,null,null,"Catchment 3",null,null,null,null,null,null,null,null,"Catchment 4"]
[null,"BMP","Treatment volume [ac-ft]¥§","If User Defined BMP Specify the unit Cost is based on","Cost of Additional Land needed for BMP [$]","Expected Life [yrs]","BMP Cost [$/ac-ft]*€","BMP Cost [$]","Estimated Annual BMP Maintenance Cost [$/yr]","If User Defined BMP Estimate Annual Difference of Supplemental Water Required and Harvested water supplied [1000 gal/yr]","Estimated Annual Cost Recovery [$/yr]","Total Annual Cost [$/yr]","Estimated Future Cost of Replacement [$]","Present Value of Replacement [$]","Present Worth [$]",null,null,null,null,null,null,"A",null,"B",null,"C",null,"A",null,"B",null,"C",null,"A",null,"B",null,"C",null,"A",null,"B",null,"C",null,"BMP","Catchment 1 Treatment volume [ac-ft]","Supplemental Water Required [1000gal/yr]","Reuse Water Supplied [1000gal/yr]","Catchment 2 Treatment volume [ac-ft]","Supplemental Water Required [1000gal/yr]","Reuse Water Supplied [1000gal/yr]","Catchment 3 Treatment volume [ac-ft]","Supplemental Water Required [1000gal/yr]","Reuse Water Supplied [1000gal/yr]","Catchment 4 Treatment volume [ac-ft]","Supplemental Water Required [1000gal/yr]","Reuse Water Supplied [1000gal/yr]",null,null,null,null,null,null,null,null,"Year","BMP1",null,"PV","BMP2",null,"PV","BMP3",null,null,"BMP4",null,null,"BMP5",null,null,"BMP6",null,null,"BMP7",null,null,"BMP8",null,null,"BMP9",null,null,"BMP10",null,null,"BMP11",null,null,"BMP12",null,null,"BMP13"]
["Catchment 1",{"$f":"'Multiple Catchment'!E11","v":""},{"$f":"IF(W22=0, \"\", VLOOKUP(1, W6:AU21, 25))","v":""},null,35000,30,50000,{"$f":"IFERROR((C6+D6)*G6, \"\")","v":""},5000,null,{"$f":"((VLOOKUP(1,W6:AV21,26)-VLOOKUP(1,W6:AW21,27))+J6)*$G$3","v":0},{"$f":"I6+K6","v":5000},60000,{"$f":"$BR$76","v":0},{"$f":"IFERROR(H6+E6+N6-PV($C$3,$E$3,L6), \"\")","v":""},null,null,null,null,null,null,{"$f":"IF(B6=\"Retention Basin\", 1, 0)","v":0},{"$f":"IF(V6=1, 1, 0)","v":0},{"$f":"IF(B7=\"Retention Basin\", 1, 0)","v":0},{"$f":"IF(X6=1, 1, 0)","v":0},{"$f":"IF(B8=\"Retention Basin\", 1, 0)","v":0},{"$f":"IF(Z6=1, 1, 0)","v":0},{"$f":"IF(B9=\"Retention Basin\", 1, 0)","v":0},{"$f":"IF(AB6=1, 1, 0)","v":0},{"$f":"IF(B10=\"Retention Basin\", 1, 0)","v":0},{"$f":"IF(AD6=1, 1, 0)","v":0},{"$f":"IF(B11=\"Retention Basin\", 1, 0)","v":0},{"$f":"IF(AF6=1, 1, 0)","v":0},{"$f":"IF(B12=\"Retention Basin\", 1, 0)","v":0},{"$f":"IF(AH6=1, 1, 0)","v":0},{"$f":"IF(B13=\"Retention Basin\", 1, 0)","v":0},{"$f":"IF(AJ6=1, 1, 0)","v":0},{"$f":"IF(B14=\"Retention Basin\", 1, 0)","v":0},{"$f":"IF(AL6=1, 1, 0)","v":0},{"$f":"IF(B15=\"Retention Basin\", 1, 0)","v":0},{"$f":"IF(AN6=1, 1, 0)","v":0},{"$f":"IF(B16=\"Retention Basin\", 1, 0)","v":0},{"$f":"IF(AP6=1, 1, 0)","v":0},{"$f":"IF(B17=\"Retention Basin\", 1, 0)","v":0},{"$f":"IF(AR6=1, 1, 0)","v":0},"Retention Basin",{"$f":"IF('Retention Basin'!G14=0, \"\", 'Retention Basin'!G14)","v":""},null,null,{"$f":"IF('Retention Basin'!H14=0, \"\", 'Retention Basin'!H14)","v":""},null,null,{"$f":"IF('Retention Basin'!I14=0, \"\", 'Retention Basin'!I14)","v":""},null,null,{"$f":"IF('Retention Basin'!J14=0, \"\", 'Retention Basin'!J14)","v":""},null,null,null,null,null,null,null,null,null,null,1,{"$f":"IFERROR(IF(BO6/$E$3=1, 0, IF(BO6>$E$3,0,IF(BO6<$F$6,0,INT(BO6/$F$6)))), 0)","v":0},{"$f":"IF(BO6>$E$3, \"\", IF(OR(BP6<1,BP6=\"\"), \"\", 1))","v":""},{"$f":"-PV($C$3, BO6, 0, IF(BQ6=\"\", 0, $M$6))","v":0},{"$f":"IFERROR(IF(BO6/$E$3=1, 0, IF(BO6>$E$3,0,IF(BO6<$F$7,0,INT(BO6/$F$7)))), 0)","v":0},{"$f":"IF(BO6>$E$3, \"\", IF(OR(BS6<1,BS6=\"\"), \"\", 1))","v":""},{"$f":"-PV($C$3, BO6, 0, IF(BT6=\"\", 0, $M$7))","v":0},{"$f":"IFERROR(IF(BO6/$E$3=1,0, IF(BO6>$E$3,0,IF(BO6<$F$8,0,INT(BO6/$F$8)))), 0)","v":0},{"$f":"IF(BO6>$E$3, \"\", IF(OR(BV6<1,BV6=\"\"), \"\", 1))","v":""},{"$f":"-PV($C$3, BO6, 0, IF(BW6=\"\", 0, $M$8))","v":0},{"$f":"IFERROR(IF(BO6/$E$3=1, 0, IF(BO6>$E$3,0,IF(BO6<$F$9,0,INT(BO6/$F$9)))), 0)","v":0},{"$f":"IF(BO6>$E$3, \"\", IF(OR(BY6<1,BY6=\"\"), \"\", 1))","v":""},{"$f":"-PV($C$3, BO6, 0, IF(BZ6=\"\", 0, $M$9))","v":0},{"$f":"IFERROR(IF(BO6/$E$3=1, 0, IF(BO6>$E$3,0,IF(BO6<$F$10,0,INT(BO6/$F$10)))), 0)","v":0},{"$f":"IF(BO6>$E$3, \"\", IF(OR(CB6<1,CB6=\"\"), \"\", 1))","v":""},{"$f":"-PV($C$3, BO6, 0, IF(CC6=\"\", 0, $M$10))","v":0},{"$f":"IFERROR(IF(BO6/$E$3=1, 0, IF(BO6>$E$3,0,IF(BO6<$F$11,0,INT(BO6/$F$11)))), 0)","v":0},{"$f":"IF(BO6>$E$3, \"\", IF(OR(CE6<1,CE6=\"\"), \"\", 1))","v":""},{"$f":"-PV($C$3, BO6, 0, IF(CF6=\"\", 0, $M$11))","v":0},{"$f":"IFERROR(IF(BO6/$E$3=1, 0, IF(BO6>$E$3,0,IF(BO6<$F$12,0,INT(BO6/$F$12)))), 0)","v":0},{"$f":"IF(BO6>$E$3, \"\", IF(OR(CH6<1,CH6=\"\"), \"\", 1))","v":""},{"$f":"-PV($C$3, BO6, 0, IF(CI6=\"\", 0, $M$12))","v":0},{"$f":"IFERROR(IF(BO6/$E$3=1, 0, IF(BO6>$E$3,0,IF(BO6<$F$13,0,INT(BO6/$F$13)))), 0)","v":0},{"$f":"IF(BO6>$E$3, \"\", IF(OR(CK6<1,CK6=\"\"), \"\", 1))","v":""},{"$f":"-PV($C$3, BO6, 0, IF(CL6=\"\", 0, $M$13))","v":0},{"$f":"IFERROR(IF(BO6/$E$3=1,0, IF(BO6>$E$3,0,IF(BO6<$F$14,0,INT(BO6/$F$14)))), 0)","v":0},{"$f":"IF(BO6>$E$3, \"\", IF(OR(CN6<1,CN6=\"\"), \"\", 1))","v":""},{"$f":"-PV($C$3, BO6, 0, IF(CO6=\"\", 0, $M$14))","v":0},{"$f":"IFERROR(IF(BO6/$E$3=1, 0, IF(BO6>$E$3,0,IF(BO6<$F$15,0,INT(BO6/$F$15)))), 0)","v":0},{"$f":"IF(BO6>$E$3, \"\", IF(OR(CQ6<1,CQ6=\"\"), \"\", 1))","v":""},{"$f":"-PV($C$3, BO6, 0, IF(CR6=\"\", 0, $M$15))","v":0},{"$f":"IFERROR(IF(BO6/$E$3=1, 0, IF(BO6>$E$3,0,IF(BO6<$F$16,0,INT(BO6/$F$16)))), 0)","v":0},{"$f":"IF(BO6>$E$3, \"\", IF(OR(CT6=\"\",CT6<1), \"\", 1))","v":""},{"$f":"-PV($C$3, BO6, 0, IF(CU6=\"\", 0, $M$16))","v":0},{"$f":"IFERROR(IF(BO6/$E$3=1, 0, IF(BO6>$E$3,0,IF(BO6<$F$17,0,INT(BO6/$F$17)))), 0)","v":0},{"$f":"IF(BO6>$E$3, \"\", IF(OR(CW6=\"\",CW6<1), \"\", 1))","v":""},{"$f":"-PV($C$3, BO6, 0, IF(CX6=\"\", 0, $M$17))","v":0}]
[null,{"$f":"'Multiple Catchment'!E12","v":""},{"$f":"IF(Y22=0, \"\", VLOOKUP(1, Y6:AU21, 23))","v":""},null,null,30,100000,"",1000,null,{"$f":"(((VLOOKUP(1,Y6:AV21,24))-(VLOOKUP(1,Y6:AW21,25)))+J7)*$G$3","v":0},{"$f":"I7+K7","v":1000},100000,{"$f":"$BU$76","v":0},"",null,null,null,null,null,null,{"$f":"IF(B6=\"Wet Detention\", 1, 0)","v":0},{"$f":"IF(W6>0, W6+1, IF(V7=1, 1, 0))","v":0},{"$f":"IF(B7=\"Wet Detention\", 1, 0)","v":0},{"$f":"IF(Y6>0, Y6+1, IF(X7=1, 1, 0))","v":0},{"$f":"IF(B8=\"Wet Detention\", 1, 0)","v":0},{"$f":"IF(AA6>0, AA6+1, IF(Z7=1, 1, 0))","v":0},{"$f":"IF(B9=\"Wet Detention\", 1, 0)","v":0},{"$f":"IF(AC6>0, AC6+1, IF(AB7=1, 1, 0))","v":0},{"$f":"IF(B10=\"Wet Detention\", 1, 0)","v":0},{"$f":"IF(AE6>0, AE6+1, IF(AD7=1, 1, 0))","v":0},{"$f":"IF(B11=\"Wet Detention\", 1, 0)","v":0},{"$f":"IF(AG6>0, AG6+1, IF(AF7=1, 1, 0))","v":0},{"$f":"IF(B12=\"Wet Detention\", 1, 0)","v":0},{"$f":"IF(AI6>0, AI6+1, IF(AH7=1, 1, 0))","v":0},{"$f":"IF(B13=\"Wet Detention\", 1, 0)","v":0},{"$f":"IF(AK6>0, AK6+1, IF(AJ7=1, 1, 0))","v":0},{"$f":"IF(B14=\"Wet Detention\", 1, 0)","v":0},{"$f":"IF(AM6>0, AM6+1, IF(AL7=1, 1, 0))","v":0},{"$f":"IF(B15=\"Wet Detention\", 1, 0)","v":0},{"$f":"IF(AO6>0, AO6+1, IF(AN7=1, 1, 0))","v":0},{"$f":"IF(B16=\"Wet Detention\", 1, 0)","v":0},{"$f":"IF(AQ6>0, AQ6+1, IF(AP7=1, 1, 0))","v":0},{"$f":"IF(B17=\"Wet Detention\", 1, 0)","v":0},{"$f":"IF(AS6>0, AS6+1, IF(AR7=1, 1, 0))","v":0},"Wet Detention",{"$f":"'Wet Detention'!I21","v":""},null,null,{"$f":"'Wet Detention'!J21","v":""},null,null,{"$f":"'Wet Detention'!K21","v":""},null,null,{"$f":"'Wet Detention'!L21","v":""},null,null,null,null,null,null,null,null,null,null,2,{"$f":"IFERROR(IF(BO7/$E$3=1, 0, IF(BO7>$E$3,0,IF(BO7<$F$6,0,INT(BO7/$F$6)))), 0)","v":0},{"$f":"IF(BO7>$E$3, \"\", IF(BP7=BP6, \"\", 1))","v":""},0,{"$f":"IFERROR(IF(BO7/$E$3=1, 0, IF(BO7>$E$3,0,IF(BO7<$F$7,0,INT(BO7/$F$7)))), 0)","v":0},{"$f":"IF(BO7>$E$3, \"\", IF(BS7=BS6, \"\", 1))","v":""},0,{"$f":"IFERROR(IF(BO7/$E$3=1,0, IF(BO7>$E$3,0,IF(BO7<$F$8,0,INT(BO7/$F$8)))), 0)","v":0},{"$f":"IF(BO7>$E$3, \"\", IF(BV7=BV6, \"\", 1))","v":""},0,{"$f":"IFERROR(IF(BO7/$E$3=1, 0, IF(BO7>$E$3,0,IF(BO7<$F$9,0,INT(BO7/$F$9)))), 0)","v":0},{"$f":"IF(BO7>$E$3, \"\", IF(BY7=BY6, \"\", 1))","v":""},0,{"$f":"IFERROR(IF(BO7/$E$3=1, 0, IF(BO7>$E$3,0,IF(BO7<$F$10,0,INT(BO7/$F$10)))), 0)","v":0},{"$f":"IF(BO7>$E$3, \"\", IF(CB7=CB6, \"\", 1))","v":""},0,{"$f":"IFERROR(IF(BO7/$E$3=1, 0, IF(BO7>$E$3,0,IF(BO7<$F$11,0,INT(BO7/$F$11)))), 0)","v":0},{"$f":"IF(BO7>$E$3, \"\", IF(CE7=CE6, \"\", 1))","v":""},0,{"$f":"IFERROR(IF(BO7/$E$3=1, 0, IF(BO7>$E$3,0,IF(BO7<$F$12,0,INT(BO7/$F$12)))), 0)","v":0},{"$f":"IF(BO7>$E$3, \"\", IF(CH7=CH6, \"\", 1))","v":""},0,{"$f":"IFERROR(IF(BO7/$E$3=1, 0, IF(BO7>$E$3,0,IF(BO7<$F$13,0,INT(BO7/$F$13)))), 0)","v":0},{"$f":"IF(BO7>$E$3, \"\", IF(CK7=CK6, \"\", 1))","v":""},0,{"$f":"IFERROR(IF(BO7/$E$3=1,0, IF(BO7>$E$3,0,IF(BO7<$F$14,0,INT(BO7/$F$14)))), 0)","v":0},{"$f":"IF(BO7>$E$3, \"\", IF(CN7=CN6, \"\", 1))","v":""},0,{"$f":"IFERROR(IF(BO7/$E$3=1, 0, IF(BO7>$E$3,0,IF(BO7<$F$15,0,INT(BO7/$F$15)))), 0)","v":0},{"$f":"IF(BO7>$E$3, \"\", IF(CQ7=CQ6, \"\", 1))","v":""},0,{"$f":"IFERROR(IF(BO7/$E$3=1, 0, IF(BO7>$E$3,0,IF(BO7<$F$16,0,INT(BO7/$F$16)))), 0)","v":0},{"$f":"IF(BO7>$E$3, \"\", IF(CT7=CT6, \"\", 1))","v":""},0,{"$f":"IFERROR(IF(BO7/$E$3=1, 0, IF(BO7>$E$3,0,IF(BO7<$F$17,0,INT(BO7/$F$17)))), 0)","v":0},{"$f":"IF(BO7>$E$3, \"\", IF(CW7=CW6, \"\", 1))","v":""},0]
[null,{"$f":"'Multiple Catchment'!E13","v":""},{"$f":"IF(AA22=0, \"\", VLOOKUP(1, AA6:AU21, 21))","v":""},null,null,30,3000,"",1000,null,{"$f":"(((VLOOKUP(1,AA6:AV21,22))-(VLOOKUP(1,AA6:AW21,23)))+J8)*$G$3","v":0},1000,3000,{"$f":"$BX$76","v":0},"",null,null,null,null,null,null,{"$f":"IF(B6=\"Exfiltration Trench\", 1, 0)","v":0},{"$f":"IF(W7>0, W7+1, IF(V8=1, 1, 0))","v":0},{"$f":"IF(B7=\"Exfiltration Trench\", 1, 0)","v":0},0,{"$f":"IF(B8=\"Exfiltration Trench\", 1, 0)","v":0},0,{"$f":"IF(B9=\"Exfiltration Trench\", 1, 0)","v":0},0,{"$f":"IF(B10=\"Exfiltration Trench\", 1, 0)","v":0},0,{"$f":"IF(B11=\"Exfiltration Trench\", 1, 0)","v":0},0,{"$f":"IF(B12=\"Exfiltration Trench\", 1, 0)","v":0},0,{"$f":"IF(B13=\"Exfiltration Trench\", 1, 0)","v":0},0,{"$f":"IF(B14=\"Exfiltration Trench\", 1, 0)","v":0},0,{"$f":"IF(B15=\"Exfiltration Trench\", 1, 0)","v":0},0,{"$f":"IF(B16=\"Exfiltration Trench\", 1, 0)","v":0},0,{"$f":"IF(B17=\"Exfiltration Trench\", 1, 0)","v":0},0,"Exfiltration Trench",{"$f":"IF('Exfiltration Trench'!G7=0, \"\", 'Exfiltration Trench'!G18/12*'Exfiltration Trench'!G7)","v":""},null,null,{"$f":"IF('Exfiltration Trench'!H7=0, \"\", 'Exfiltration Trench'!H18/12*'Exfiltration Trench'!H7)","v":""},null,null,{"$f":"IF('Exfiltration Trench'!I7=0, \"\", 'Exfiltration Trench'!I18/12*'Exfiltration Trench'!I7)","v":""},null,null,{"$f":"IF('Exfiltration Trench'!J7=0, \"\", 'Exfiltration Trench'!J18/12*'Exfiltration Trench'!J7)","v":""},null,null,null,null,null,null,null,null,null,null,3,0,{"$f":"IF(BO8>$E$3, \"\", IF(BP8=BP7, \"\", 1))","v":""},0,0,{"$f":"IF(BO8>$E$3, \"\", IF(BS8=BS7, \"\", 1))","v":""},0,0,{"$f":"IF(BO8>$E$3, \"\", IF(BV8=BV7, \"\", 1))","v":""},0,0,{"$f":"IF(BO8>$E$3, \"\", IF(BY8=BY7, \"\", 1))","v":""},0,0,{"$f":"IF(BO8>$E$3, \"\", IF(CB8=CB7, \"\", 1))","v":""},0,0,{"$f":"IF(BO8>$E$3, \"\", IF(CE8=CE7, \"\", 1))","v":""},0,0,{"$f":"IF(BO8>$E$3, \"\", IF(CH8=CH7, \"\", 1))","v":""},0,0,{"$f":"IF(BO8>$E$3, \"\", IF(CK8=CK7, \"\", 1))","v":""},0,0,{"$f":"IF(BO8>$E$3, \"\", IF(CN8=CN7, \"\", 1))","v":""},0,0,{"$f":"IF(BO8>$E$3, \"\", IF(CQ8=CQ7, \"\", 1))","v":""},0,0,{"$f":"IF(BO8>$E$3, \"\", IF(CT8=CT7, \"\", 1))","v":""},0,0,{"$f":"IF(BO8>$E$3, \"\", IF(CW8=CW7, \"\", 1))","v":""},0]
["Catchment 2",{"$f":"'Multiple Catchment'!F11","v":""},{"$f":"IF(AC22=0, \"\", VLOOKUP(1, AC6:AX21, 22))","v":""},null,null,null,null,"",null,null,{"$f":"(((VLOOKUP(1,AC6:AY21,23))-(VLOOKUP(1,AC6:AZ21,24)))+J9)*$G$3","v":0},0,null,{"$f":"$CA$76","v":0},"",null,null,null,null,null,null,{"$f":"IF(B6=\"Pervious Pavement\", 1, 0)","v":0},0,{"$f":"IF(B7=\"Pervious Pavement\", 1, 0)","v":0},0,{"$f":"IF(B8=\"Pervious Pavement\", 1, 0)","v":0},0,{"$f":"IF(B9=\"Pervious Pavement\", 1, 0)","v":0},0,{"$f":"IF(B10=\"Pervious Pavement\", 1, 0)","v":0},0,{"$f":"IF(B11=\"Pervious Pavement\", 1, 0)","v":0},0,{"$f":"IF(B12=\"Pervious Pavement\", 1, 0)","v":0},0,{"$f":"IF(B13=\"Pervious Pavement\", 1, 0)","v":0},0,{"$f":"IF(B14=\"Pervious Pavement\", 1, 0)","v":0},0,{"$f":"IF(B15=\"Pervious Pavement\", 1, 0)","v":0},0,{"$f":"IF(B16=\"Pervious Pavement\", 1, 0)","v":0},0,{"$f":"IF(B17=\"Pervious Pavement\", 1, 0)","v":0},0,"Pervious Pavement",{"$f":"IF('Pervious Pavement'!O9=0, \"\", 'Pervious Pavement'!O14/12*'Pervious Pavement'!O9)","v":""},null,null,{"$f":"IF('Pervious Pavement'!P9=0, \"\", 'Pervious Pavement'!P14/12*'Pervious Pavement'!P9)","v":""},null,null,{"$f":"IF('Pervious Pavement'!Q9=0, \"\", 'Pervious Pavement'!Q14/12*'Pervious Pavement'!Q9)","v":""},null,null,{"$f":"IF('Pervious Pavement'!R9=0, \"\", 'Pervious Pavement'!R14/12*'Pervious Pavement'!R9)","v":""},null,null,null,null,null,null,null,null,null,null,4,0,"",0,0,"",0,0,"",0,0,"",0,0,"",0,0,"",0,0,"",0,0,"",0,0,"",0,0,"",0,0,"",0,0,"",0]
[null,{"$f":"'Multiple Catchment'!F12","v":""},{"$f":"IF(AE22=0, \"\", VLOOKUP(1, AE6:AX21, 20))","v":""},null,null,null,null,"",null,null,{"$f":"(((VLOOKUP(1,AE6:AY21,21))-(VLOOKUP(1,AE6:AZ21,22)))+J10)*$G$3","v":0},0,null,{"$f":"$CD$76","v":0},"",null,null,null,null,null,null,{"$f":"IF(B6=\"Stormwater Harvesting\", 1, 0)","v":0},0,{"$f":"IF(B7=\"Stormwater Harvesting\", 1, 0)","v":0},0,{"$f":"IF(B8=\"Stormwater Harvesting\", 1, 0)","v":0},0,{"$f":"IF(B9=\"Stormwater Harvesting\", 1, 0)","v":0},0,{"$f":"IF(B10=\"Stormwater Harvesting\", 1, 0)","v":0},0,{"$f":"IF(B11=\"Stormwater Harvesting\", 1, 0)","v":0},0,{"$f":"IF(B12=\"Stormwater Harvesting\", 1, 0)","v":0},0,{"$f":"IF(B13=\"Stormwater Harvesting\", 1, 0)","v":0},0,{"$f":"IF(B14=\"Stormwater Harvesting\", 1, 0)","v":0},0,{"$f":"IF(B15=\"Stormwater Harvesting\", 1, 0)","v":0},0,{"$f":"IF(B16=\"Stormwater Harvesting\", 1, 0)","v":0},0,{"$f":"IF(B17=\"Stormwater Harvesting\", 1, 0)","v":0},0,"Stormwater Harvesting",{"$f":"IF('Stormwater Harvesting'!G22/12*'Stormwater Harvesting'!G21=0, \"\", 'Stormwater Harvesting'!G22/12*'Stormwater Harvesting'!G21)","v":""},{"$f":"'Stormwater Harvesting'!$G$40*1000","v":0},{"$f":"'Stormwater Harvesting'!$G$39*1000","v":0},{"$f":"IF('Stormwater Harvesting'!H22/12*'Stormwater Harvesting'!H21=0, \"\", 'Stormwater Harvesting'!H22/12*'Stormwater Harvesting'!H21)","v":""},{"$f":"'Stormwater Harvesting'!$H$40*1000","v":0},{"$f":"'Stormwater Harvesting'!$H$39*1000","v":0},{"$f":"IF('Stormwater Harvesting'!I22/12*'Stormwater Harvesting'!I21=0, \"\", 'Stormwater Harvesting'!I22/12*'Stormwater Harvesting'!I21)","v":""},{"$f":"'Stormwater Harvesting'!$I$40*1000","v":0},{"$f":"'Stormwater Harvesting'!$I$39*1000","v":0},{"$f":"IF('Stormwater Harvesting'!J22/12*'Stormwater Harvesting'!J21=0, \"\", 'Stormwater Harvesting'!J22/12*'Stormwater Harvesting'!J21)","v":""},{"$f":"'Stormwater Harvesting'!$J$40*1000","v":0},{"$f":"'Stormwater Harvesting'!$J$39*1000","v":0},null,null,null,null,null,null,null,null,5,0,"",0,0,"",0,0,"",0,0,"",0,0,"",0,0,"",0,0,"",0,0,"",0,0,"",0,0,"",0,0,"",0,0,"",0]
[null,{"$f":"'Multiple Catchment'!F13","v":""},{"$f":"IF(AG22=0, \"\", VLOOKUP(1, AG6:AX21, 18))","v":""},null,null,null,null,"",null,null,{"$f":"(((VLOOKUP(1,AG6:AY21,19))-(VLOOKUP(1,AG6:AZ21,20)))+J11)*$G$3","v":0},0,null,{"$f":"$CG$76","v":0},"",null,null,null,null,null,null,{"$f":"IF(B6=\"Biofiltration\", 1, 0)","v":0},0,{"$f":"IF(B7=\"Biofiltration\", 1, 0)","v":0},0,{"$f":"IF(B8=\"Biofiltration\", 1, 0)","v":0},0,{"$f":"IF(B9=\"Biofiltration\", 1, 0)","v":0},0,{"$f":"IF(B10=\"Biofiltration\", 1, 0)","v":0},0,{"$f":"IF(B11=\"Biofiltration\", 1, 0)","v":0},0,{"$f":"IF(B12=\"Biofiltration\", 1, 0)","v":0},0,{"$f":"IF(B13=\"Biofiltration\", 1, 0)","v":0},0,{"$f":"IF(B14=\"Biofiltration\", 1, 0)","v":0},0,{"$f":"IF(B15=\"Biofiltration\", 1, 0)","v":0},0,{"$f":"IF(B16=\"Biofiltration\", 1, 0)","v":0},0,{"$f":"IF(B17=\"Biofiltration\", 1, 0)","v":0},0,"Filtration including Biofiltration",{"$f":"IF('Underdrain Biofiltration'!G9=0, \"\", 'Underdrain Biofiltration'!G9)","v":""},null,null,{"$f":"IF('Underdrain Biofiltration'!H9=0, \"\", 'Underdrain Biofiltration'!H9)","v":""},null,null,{"$f":"IF('Underdrain Biofiltration'!I9=0, \"\", 'Underdrain Biofiltration'!I9)","v":""},null,null,{"$f":"IF('Underdrain Biofiltration'!J9=0, \"\", 'Underdrain Biofiltration'!J9)","v":""},null,null,null,null,null,null,null,null,null,null,6,0,"",0,0,"",0,0,"",0,0,"",0,0,"",0,0,"",0,0,"",0,0,"",0,0,"",0,0,"",0,0,"",0,0,"",0]
["Catchment 3",{"$f":"'Multiple Catchment'!G11","v":""},{"$f":"IF(AI22=0, \"\", VLOOKUP(1, AI6:BA21, 19))","v":""},null,null,null,null,"",null,null,{"$f":"(((VLOOKUP(1,AI6:BB21,20))-(VLOOKUP(1,AI6:BC21,21)))+J12)*$G$3","v":0},0,null,{"$f":"$CJ$76","v":0},"",null,null,null,null,null,null,{"$f":"IF(B6=\"Greenroof\", 1, 0)","v":0},0,{"$f":"IF(B7=\"Greenroof\", 1, 0)","v":0},0,{"$f":"IF(B8=\"Greenroof\", 1, 0)","v":0},0,{"$f":"IF(B9=\"Greenroof\", 1, 0)","v":0},0,{"$f":"IF(B10=\"Greenroof\", 1, 0)","v":0},0,{"$f":"IF(B11=\"Greenroof\", 1, 0)","v":0},0,{"$f":"IF(B12=\"Greenroof\", 1, 0)","v":0},0,{"$f":"IF(B13=\"Greenroof\", 1, 0)","v":0},0,{"$f":"IF(B14=\"Greenroof\", 1, 0)","v":0},0,{"$f":"IF(B15=\"Greenroof\", 1, 0)","v":0},0,{"$f":"IF(B16=\"Greenroof\", 1, 0)","v":0},0,{"$f":"IF(B17=\"Greenroof\", 1, 0)","v":0},0,"Green Roof",{"$f":"IF(Greenroof!F10=0, \"\", Greenroof!F10)","v":""},{"$f":"IFERROR(Greenroof!$F$20*1000, \"\")","v":""},{"$f":"IFERROR(Greenroof!$F$19*1000, \"\")","v":""},{"$f":"IF(Greenroof!G10=0, \"\", Greenroof!G10)","v":""},{"$f":"IFERROR(Greenroof!$G$20*1000,\"\")","v":""},{"$f":"IFERROR(Greenroof!$G$19*1000, \"\")","v":""},{"$f":"IF(Greenroof!H10=0, \"\", Greenroof!H10)","v":""},{"$f":"IFERROR(Greenroof!$H$20*1000, \"\")","v":""},{"$f":"IFERROR(Greenroof!$H$19*1000, \"\")","v":""},{"$f":"IF(Greenroof!I10=0, \"\", Greenroof!I10)","v":""},{"$f":"IFERROR(Greenroof!$I$20*1000, \"\")","v":""},{"$f":"IFERROR(Greenroof!$I$19*1000, \"\")","v":""},null,null,null,null,null,null,null,null,7,0,"",0,0,"",0,0,"",0,0,"",0,0,"",0,0,"",0,0,"",0,0,"",0,0,"",0,0,"",0,0,"",0,0,"",0]
[null,{"$f":"'Multiple Catchment'!G12","v":""},{"$f":"IF(AK22=0, \"\", VLOOKUP(1, AK6:BA21, 17))","v":""},null,null,null,null,"",null,null,{"$f":"(((VLOOKUP(1,AK6:BB21,18))-(VLOOKUP(1,AK6:BC21,19)))+J13)*$G$3","v":0},0,null,{"$f":"$CM$76","v":0},"",null,null,null,null,null,null,{"$f":"IF(B6=\"Rainwater Harvesting\", 1, 0)","v":0},0,{"$f":"IF(B7=\"Rainwater Harvesting\", 1, 0)","v":0},0,{"$f":"IF(B8=\"Rainwater Harvesting\", 1, 0)","v":0},0,{"$f":"IF(B9=\"Rainwater Harvesting\", 1, 0)","v":0},0,{"$f":"IF(B10=\"Rainwater Harvesting\", 1, 0)","v":0},0,{"$f":"IF(B11=\"Rainwater Harvesting\", 1, 0)","v":0},0,{"$f":"IF(B12=\"Rainwater Harvesting\", 1, 0)","v":0},0,{"$f":"IF(B13=\"Rainwater Harvesting\", 1, 0)","v":0},0,{"$f":"IF(B14=\"Rainwater Harvesting\", 1, 0)","v":0},0,{"$f":"IF(B15=\"Rainwater Harvesting\", 1, 0)","v":0},0,{"$f":"IF(B16=\"Rainwater Harvesting\", 1, 0)","v":0},0,{"$f":"IF(B17=\"Rainwater Harvesting\", 1, 0)","v":0},0,"Rainwater Harvesting",{"$f":"IFERROR('Rainwater Harvesting'!H23/12*'Rainwater Harvesting'!H22, \"\")","v":""},{"$f":"'Rainwater Harvesting'!$H$41*1000","v":0},{"$f":"IFERROR('Rainwater Harvesting'!$H$40*1000, 0)","v":0},{"$f":"IFERROR('Rainwater Harvesting'!I23/12*'Rainwater Harvesting'!I22, \"\")","v":""},{"$f":"'Rainwater Harvesting'!$I$41*1000","v":0},{"$f":"IFERROR('Rainwater Harvesting'!$I$40*1000, 0)","v":0},{"$f":"IFERROR('Rainwater Harvesting'!J23/12*'Rainwater Harvesting'!J22, \"\")","v":""},{"$f":"'Rainwater Harvesting'!$J$41*1000","v":0},{"$f":"IFERROR('Rainwater Harvesting'!$J$40*1000, 0)","v":0},{"$f":"IFERROR('Rainwater Harvesting'!K23/12*'Rainwater Harvesting'!K22, \"\")","v":""},{"$f":"'Rainwater Harvesting'!$K$41*1000","v":0},{"$f":"IFERROR('Rainwater Harvesting'!$K$40*1000, 0)","v":0},null,null,null,null,null,null,null,null,8,0,"",0,0,"",0,0,"",0,0,"",0,0,"",0,0,"",0,0,"",0,0,"",0,0,"",0,0,"",0,0,"",0,0,"",0]
[null,{"$f":"'Multiple Catchment'!G13","v":""},{"$f":"IF(AM22=0, \"\", VLOOKUP(1, AM6:BA21, 15))","v":""},null,null,null,null,"",null,null,{"$f":"(((VLOOKUP(1,AM6:BB21,16))-(VLOOKUP(1,AM6:BC21,17)))+J14)*$G$3","v":0},0,null,{"$f":"$CP$76","v":0},"",null,null,null,null,null,null,{"$f":"IF(B6=\"Floating Island\", 1, 0)","v":0},0,{"$f":"IF(B7=\"Floating Island\", 1, 0)","v":0},0,{"$f":"IF(B8=\"Floating Island\", 1, 0)","v":0},0,{"$f":"IF(B9=\"Floating Island\", 1, 0)","v":0},0,{"$f":"IF(B10=\"Floating Island\", 1, 0)","v":0},0,{"$f":"IF(B11=\"Floating Island\", 1, 0)","v":0},0,{"$f":"IF(B12=\"Floating Island\", 1, 0)","v":0},0,{"$f":"IF(B13=\"Floating Island\", 1, 0)","v":0},0,{"$f":"IF(B14=\"Floating Island\", 1, 0)","v":0},0,{"$f":"IF(B15=\"Floating Island\", 1, 0)","v":0},0,{"$f":"IF(B16=\"Floating Island\", 1, 0)","v":0},0,{"$f":"IF(B17=\"Floating Island\", 1, 0)","v":0},0,"Floating Islands with Wet Detention",{"$f":"'Floating Island Wet Det'!H22","v":""},null,null,{"$f":"'Floating Island Wet Det'!I22","v":""},null,null,{"$f":"'Floating Island Wet Det'!J22","v":""},null,null,{"$f":"'Floating Island Wet Det'!K22","v":""},null,null,null,null,null,null,null,null,null,null,9,0,"",0,0,"",0,0,"",0,0,"",0,0,"",0,0,"",0,0,"",0,0,"",0,0,"",0,0,"",0,0,"",0,0,"",0]
["Catchment 4",{"$f":"'Multiple Catchment'!H11","v":""},{"$f":"IF(AO22=0, \"\", VLOOKUP(1, AO6:BD21, 16))","v":""},null,null,null,null,"",null,null,{"$f":"(((VLOOKUP(1,AO6:BE21,17))-(VLOOKUP(1,AO6:BF21,18)))+J15)*$G$3","v":0},0,null,{"$f":"$CS$76","v":0},"",null,null,null,null,null,null,{"$f":"IF(B6=\"VNB\", 1, 0)","v":0},0,{"$f":"IF(B7=\"VNB\", 1, 0)","v":0},0,{"$f":"IF(B8=\"VNB\", 1, 0)","v":0},0,{"$f":"IF(B9=\"VNB\", 1, 0)","v":0},0,{"$f":"IF(B10=\"VNB\", 1, 0)","v":0},0,{"$f":"IF(B11=\"VNB\", 1, 0)","v":0},0,{"$f":"IF(B12=\"VNB\", 1, 0)","v":0},0,{"$f":"IF(B13=\"VNB\", 1, 0)","v":0},0,{"$f":"IF(B14=\"VNB\", 1, 0)","v":0},0,{"$f":"IF(B15=\"VNB\", 1, 0)","v":0},0,{"$f":"IF(B16=\"VNB\", 1, 0)","v":0},0,{"$f":"IF(B17=\"VNB\", 1, 0)","v":0},0,"Vegetated Natural Buffer",{"$f":"IF('Vegetated Natural Buffer'!F10*'Vegetated Natural Buffer'!F11=0, \"\", 'Vegetated Natural Buffer'!F10*'Vegetated Natural Buffer'!F11)","v":""},null,null,{"$f":"IF('Vegetated Natural Buffer'!G10*'Vegetated Natural Buffer'!G11=0, \"\", 'Vegetated Natural Buffer'!G10*'Vegetated Natural Buffer'!G11)","v":""},null,null,{"$f":"IF('Vegetated Natural Buffer'!H10*'Vegetated Natural Buffer'!H11=0, \"\", 'Vegetated Natural Buffer'!H10*'Vegetated Natural Buffer'!H11)","v":""},null,null,{"$f":"IF('Vegetated Natural Buffer'!I10*'Vegetated Natural Buffer'!I11=0, \"\", 'Vegetated Natural Buffer'!I10*'Vegetated Natural Buffer'!I11)","v":""},null,null,null,null,null,null,null,null,null,null,10,0,"",0,0,"",0,0,"",0,0,"",0,0,"",0,0,"",0,0,"",0,0,"",0,0,"",0,0,"",0,0,"",0,0,"",0]
[null,{"$f":"'Multiple Catchment'!H12","v":""},{"$f":"IF(AQ22=0, \"\", VLOOKUP(1, AQ6:BD21, 14))","v":""},null,null,null,null,"",null,null,{"$f":"(((VLOOKUP(1,AQ6:BE21,15))-(VLOOKUP(1,AQ6:BF21,16)))+J16)*$G$3","v":0},0,null,{"$f":"$CV$76","v":0},"",null,null,null,null,null,null,{"$f":"IF(B6=\"VFS\", 1, 0)","v":0},0,{"$f":"IF(B7=\"VFS\", 1, 0)","v":0},0,{"$f":"IF(B8=\"VFS\", 1, 0)","v":0},0,{"$f":"IF(B9=\"VFS\", 1, 0)","v":0},0,{"$f":"IF(B10=\"VFS\", 1, 0)","v":0},0,{"$f":"IF(B11=\"VFS\", 1, 0)","v":0},0,{"$f":"IF(B12=\"VFS\", 1, 0)","v":0},0,{"$f":"IF(B13=\"VFS\", 1, 0)","v":0},0,{"$f":"IF(B14=\"VFS\", 1, 0)","v":0},0,{"$f":"IF(B15=\"VFS\", 1, 0)","v":0},0,{"$f":"IF(B16=\"VFS\", 1, 0)","v":0},0,{"$f":"IF(B17=\"VFS\", 1, 0)","v":0},0,"Vegetated Filter Strip",{"$f":"IF('Vegetated Filter Strip'!G10*'Vegetated Filter Strip'!G11=0, \"\", 'Vegetated Filter Strip'!G10*'Vegetated Filter Strip'!G11)","v":""},null,null,{"$f":"IF('Vegetated Filter Strip'!H10*'Vegetated Filter Strip'!H11=0, \"\", 'Vegetated Filter Strip'!H10*'Vegetated Filter Strip'!H11)","v":""},null,null,{"$f":"IF('Vegetated Filter Strip'!I10*'Vegetated Filter Strip'!I11=0, \"\", 'Vegetated Filter Strip'!I10*'Vegetated Filter Strip'!I11)","v":""},null,null,{"$f":"IF('Vegetated Filter Strip'!J10*'Vegetated Filter Strip'!J11=0, \"\", 'Vegetated Filter Strip'!J10*'Vegetated Filter Strip'!J11)","v":""},null,null,null,null,null,null,null,null,null,null,11,0,"",0,0,"",0,0,"",0,0,"",0,0,"",0,0,"",0,0,"",0,0,"",0,0,"",0,0,"",0,0,"",0,0,"",0]
[null,{"$f":"'Multiple Catchment'!H13","v":""},{"$f":"IF(AS22=0, \"\", VLOOKUP(1, AS6:BD21, 12))","v":""},null,null,null,null,"",null,null,{"$f":"(((VLOOKUP(1,AS6:BE21,13))-(VLOOKUP(1,AS6:BF21,14)))+J17)*$G$3","v":0},0,null,{"$f":"$CY$76","v":0},"",null,null,null,null,null,null,{"$f":"IF(B6=\"Tree Well\", 1, 0)","v":0},0,{"$f":"IF(B7=\"Tree Well\", 1, 0)","v":0},0,{"$f":"IF(B8=\"Tree Well\", 1, 0)","v":0},0,{"$f":"IF(B9=\"Tree Well\", 1, 0)","v":0},0,{"$f":"IF(B10=\"Tree Well\", 1, 0)","v":0},0,{"$f":"IF(B11=\"Tree Well\", 1, 0)","v":0},0,{"$f":"IF(B12=\"Tree Well\", 1, 0)","v":0},0,{"$f":"IF(B13=\"Tree Well\", 1, 0)","v":0},0,{"$f":"IF(B14=\"Tree Well\", 1, 0)","v":0},0,{"$f":"IF(B15=\"Tree Well\", 1, 0)","v":0},0,{"$f":"IF(B16=\"Tree Well\", 1, 0)","v":0},0,{"$f":"IF(B17=\"Tree Well\", 1, 0)","v":0},0,"Vegetated Area Example Tree Well",{"$f":"IF('Tree Well'!F7=0, \"\", 'Tree Well'!F16/12*'Tree Well'!F7)","v":""},null,null,{"$f":"IF('Tree Well'!G7=0, \"\", 'Tree Well'!G16/12*'Tree Well'!G7)","v":""},null,null,{"$f":"IF('Tree Well'!H7=0, \"\", 'Tree Well'!H16/12*'Tree Well'!H7)","v":""},null,null,{"$f":"IF('Tree Well'!I7=0, \"\", 'Tree Well'!I16/12*'Tree Well'!I7)","v":""},null,null,null,null,null,null,null,null,null,null,12,0,"",0,0,"",0,0,"",0,0,"",0,0,"",0,0,"",0,0,"",0,0,"",0,0,"",0,0,"",0,0,"",0,0,"",0]
["¥ If green roof, Vegetated Natural Buffer, or Vegetated Filter Strip the Treatment Area should be used in units of square feet of BMP area",null,null,null,null,null,null,null,null,null,null,null,null,null,{"$f":"SUM(O6:O17)","v":0},null,null,null,null,null,null,{"$f":"IF(B6=\"Rain Garden\", 1, 0)","v":0},0,{"$f":"IF(B7=\"Rain Garden\", 1, 0)","v":0},0,{"$f":"IF(B8=\"Rain Garden\", 1, 0)","v":0},0,{"$f":"IF(B9=\"Rain Garden\", 1, 0)","v":0},0,{"$f":"IF(B10=\"Rain Garden\", 1, 0)","v":0},0,{"$f":"IF(B11=\"Rain Garden\", 1, 0)","v":0},0,{"$f":"IF(B12=\"Rain Garden\", 1, 0)","v":0},0,{"$f":"IF(B13=\"Rain Garden\", 1, 0)","v":0},0,{"$f":"IF(B14=\"Rain Garden\", 1, 0)","v":0},0,{"$f":"IF(B15=\"Rain Garden\", 1, 0)","v":0},0,{"$f":"IF(B16=\"Rain Garden\", 1, 0)","v":0},0,{"$f":"IF(B17=\"Rain Garden\", 1, 0)","v":0},0,"Rain (Bio) Garden",{"$f":"IF('Rain Garden'!G7=0, \"\", 'Rain Garden'!G11)","v":""},null,null,{"$f":"IF('Rain Garden'!H7=0, \"\", 'Rain Garden'!H11)","v":""},null,null,{"$f":"IF('Rain Garden'!I7=0, \"\", 'Rain Garden'!I11)","v":""},null,null,{"$f":"IF('Rain Garden'!J7=0, \"\", 'Rain Garden'!J11)","v":""},null,null,null,null,null,null,null,null,null,null,13,0,"",0,0,"",0,0,"",0,0,"",0,0,"",0,0,"",0,0,"",0,0,"",0,0,"",0,0,"",0,0,"",0,0,"",0]
["* If green roof, Vegetated Natural Buffer, or Vegetated Filter Strip the cost should be in $/sf of BMP area",null,null,null,null,null,null,null,null,null,null,null,null,null,null,null,null,null,null,null,null,{"$f":"IF(B6=\"Swale\", 1, 0)","v":0},0,{"$f":"IF(B7=\"Swale\", 1, 0)","v":0},0,{"$f":"IF(B8=\"Swale\", 1, 0)","v":0},0,{"$f":"IF(B9=\"Swale\", 1, 0)","v":0},0,{"$f":"IF(B10=\"Swale\", 1, 0)","v":0},0,{"$f":"IF(B11=\"Swale\", 1, 0)","v":0},0,{"$f":"IF(B12=\"Swale\", 1, 0)","v":0},0,{"$f":"IF(B13=\"Swale\", 1, 0)","v":0},0,{"$f":"IF(B14=\"Swale\", 1, 0)","v":0},0,{"$f":"IF(B15=\"Swale\", 1, 0)","v":0},0,{"$f":"IF(B16=\"Swale\", 1, 0)","v":0},0,{"$f":"IF(B17=\"Swale\", 1, 0)","v":0},0,"Swale",{"$f":"IF(Swale!L7=0, \"\", Swale!L25/12*Swale!L7)","v":""},null,null,{"$f":"IF(Swale!M7=0, \"\", Swale!M25/12*Swale!M7)","v":""},null,null,{"$f":"IF(Swale!N7=0, \"\", Swale!N25/12*Swale!N7)","v":""},null,null,{"$f":"IF(Swale!O7=0, \"\", Swale!O25/12*Swale!O7)","v":""},null,null,null,null,null,null,null,null,null,null,14,0,"",0,0,"",0,0,"",0,0,"",0,0,"",0,0,"",0,0,"",0,0,"",0,0,"",0,0,"",0,0,"",0,0,"",0]
["§ If stormwater harvesting or rainwater harvesting this treatment volume in terms of inches harvested, converted to feet, multiplied by the EIA",null,null,null,null,null,null,null,null,null,null,null,null,null,null,null,null,null,null,null,null,{"$f":"IF(B6=\"Lined Reuse Pond/Underdrain\", 1, 0)","v":0},0,{"$f":"IF(B7=\"Lined Reuse Pond/Underdrain\", 1, 0)","v":0},0,{"$f":"IF(B8=\"Lined Reuse Pond/Underdrain\", 1, 0)","v":0},0,{"$f":"IF(B9=\"Lined Reuse Pond/Underdrain\", 1, 0)","v":0},0,{"$f":"IF(B10=\"Lined Reuse Pond/Underdrain\", 1, 0)","v":0},0,{"$f":"IF(B11=\"Lined Reuse Pond/Underdrain\", 1, 0)","v":0},0,{"$f":"IF(B12=\"Lined Reuse Pond/Underdrain\", 1, 0)","v":0},0,{"$f":"IF(B13=\"Lined Reuse Pond/Underdrain\", 1, 0)","v":0},0,{"$f":"IF(B14=\"Lined Reuse Pond/Underdrain\", 1, 0)","v":0},0,{"$f":"IF(B15=\"Lined Reuse Pond/Underdrain\", 1, 0)","v":0},0,{"$f":"IF(B16=\"Lined Reuse Pond/Underdrain\", 1, 0)","v":0},0,{"$f":"IF(B17=\"Lined Reuse Pond/Underdrain\", 1, 0)","v":0},0,"Lined Reuse Pond & Underdrain Input",{"$f":"'Lined Reuse Pond with Underdrai'!F15","v":""},{"$f":"IFERROR('Lined Reuse Pond with Underdrai'!$F$21*1000, 0)","v":0},{"$f":"IFERROR('Lined Reuse Pond with Underdrai'!$F$20*1000, 0)","v":0},{"$f":"'Lined Reuse Pond with Underdrai'!G15","v":""},{"$f":"IFERROR('Lined Reuse Pond with Underdrai'!$G$21*1000, 0)","v":0},{"$f":"IFERROR('Lined Reuse Pond with Underdrai'!$G$20*1000, 0)","v":0},{"$f":"'Lined Reuse Pond with Underdrai'!H15","v":""},{"$f":"IFERROR('Lined Reuse Pond with Underdrai'!$H$21*1000, 0)","v":0},{"$f":"IFERROR('Lined Reuse Pond with Underdrai'!$H$20*1000, 0)","v":0},{"$f":"'Lined Reuse Pond with Underdrai'!I15","v":""},{"$f":"IFERROR('Lined Reuse Pond with Underdrai'!$I$21*1000, 0)","v":0},{"$f":"IFERROR('Lined Reuse Pond with Underdrai'!$I$20*1000, 0)","v":0},null,null,null,null,null,null,null,null,15,0,"",0,0,"",0,0,"",0,0,"",0,0,"",0,0,"",0,0,"",0,0,"",0,0,"",0,0,"",0,0,"",0,0,"",0]
["€ If Stormwater harvesting or rainwater harvesting this term should be in terms of cost per ac-ft, with the area based on the EIA",null,null,null,null,null,null,null,null,null,null,null,null,null,null,null,null,null,null,null,null,{"$f":"IF(B6=\"User Defined BMP\", 1, 0)","v":0},0,{"$f":"IF(B7=\"User Defined BMP\", 1, 0)","v":0},0,{"$f":"IF(B8=\"User Defined BMP\", 1, 0)","v":0},0,{"$f":"IF(B9=\"User Defined BMP\", 1, 0)","v":0},0,{"$f":"IF(B10=\"User Defined BMP\", 1, 0)","v":0},0,{"$f":"IF(B11=\"User Defined BMP\", 1, 0)","v":0},0,{"$f":"IF(B12=\"User Defined BMP\", 1, 0)","v":0},0,{"$f":"IF(B13=\"User Defined BMP\", 1, 0)","v":0},0,{"$f":"IF(B14=\"User Defined BMP\", 1, 0)","v":0},0,{"$f":"IF(B15=\"User Defined BMP\", 1, 0)","v":0},0,{"$f":"IF(B16=\"User Defined BMP\", 1, 0)","v":0},0,{"$f":"IF(B17=\"User Defined BMP\", 1, 0)","v":0},0,"User Defined",null,null,null,null,null,null,null,null,null,null,null,null,null,null,null,null,null,null,null,null,16,0,"",0,0,"",0,0,"",0,0,"",0,0,"",0,0,"",0,0,"",0,0,"",0,0,"",0,0,"",0,0,"",0,0,"",0]
[null,null,null,null,null,null,null,null,null,null,null,null,null,null,null,null,null,null,null,null,null,null,{"$f":"SUM(W6:W21)","v":0},null,{"$f":"SUM(Y6:Y21)","v":0},null,{"$f":"SUM(AA6:AA21)","v":0},null,{"$f":"SUM(AC6:AC21)","v":0},null,{"$f":"SUM(AE6:AE21)","v":0},null,{"$f":"SUM(AG6:AG21)","v":0},null,{"$f":"SUM(AI6:AI21)","v":0},null,{"$f":"SUM(AK6:AK21)","v":0},null,{"$f":"SUM(AM6:AM21)","v":0},null,{"$f":"SUM(AO6:AO21)","v":0},null,{"$f":"SUM(AQ6:AQ21)","v":0},null,{"$f":"SUM(AS6:AS21)","v":0},null,null,null,null,null,null,null,null,null,null,null,null,null,null,null,null,null,null,null,null,null,17,0,"",0,0,"",0,0,"",0,0,"",0,0,"",0,0,"",0,0,"",0,0,"",0,0,"",0,0,"",0,0,"",0,0,"",0]
[null,null,null,null,null,null,null,null,null,null,null,null,null,null,null,null,null,null,null,null,null,null,null,null,null,null,null,null,null,null,null,null,null,null,null,null,null,null,null,null,null,null,null,null,null,null,null,null,null,null,null,null,null,null,null,null,null,null,null,null,null,null,null,null,null,null,18,0,"",0,0,"",0,0,"",0,0,"",0,0,"",0,0,"",0,0,"",0,0,"",0,0,"",0,0,"",0,0,"",0,0,"",0]
[null,null,null,null,null,null,null,null,null,null,null,null,null,null,null,null,null,null,null,null,null,null,null,null,null,null,null,null,null,null,null,null,null,null,null,null,null,null,null,null,null,null,null,null,null,null,null,null,null,null,null,null,null,null,null,null,null,null,null,null,null,null,null,null,null,null,19,0,"",0,0,"",0,0,"",0,0,"",0,0,"",0,0,"",0,0,"",0,0,"",0,0,"",0,0,"",0,0,"",0,0,"",0]
[null,null,null,null,null,null,null,null,null,null,null,null,null,null,null,null,null,null,null,null,null,null,null,null,null,null,null,null,null,null,null,null,null,null,null,null,null,null,null,null,null,null,null,null,null,null,null,null,null,null,null,null,null,null,null,null,null,null,null,null,null,null,null,null,null,null,20,0,"",0,0,"",0,0,"",0,0,"",0,0,"",0,0,"",0,0,"",0,0,"",0,0,"",0,0,"",0,0,"",0,0,"",0]
[null,null,null,null,null,null,null,null,null,null,null,null,null,null,null,null,null,null,null,null,null,null,null,null,null,null,null,null,null,null,null,null,null,null,null,null,null,null,null,null,null,null,null,null,null,null,null,null,null,null,null,null,null,null,null,null,null,null,null,null,null,null,null,null,null,null,21,0,"",0,0,"",0,0,"",0,0,"",0,0,"",0,0,"",0,0,"",0,0,"",0,0,"",0,0,"",0,0,"",0,0,"",0]
[null,null,null,null,null,null,null,null,null,null,null,null,null,null,null,null,null,null,null,null,null,null,null,null,null,null,null,null,null,null,null,null,null,null,null,null,null,null,null,null,null,null,null,null,null,null,null,null,null,null,null,null,null,null,null,null,null,null,null,null,null,null,null,null,null,null,22,0,"",0,0,"",0,0,"",0,0,"",0,0,"",0,0,"",0,0,"",0,0,"",0,0,"",0,0,"",0,0,"",0,0,"",0]
[null,null,null,null,null,null,null,null,null,null,null,null,null,null,null,null,null,null,null,null,null,null,null,null,null,null,null,null,null,null,null,null,null,null,null,null,null,null,null,null,null,null,null,null,null,null,null,null,null,null,null,null,null,null,null,null,null,null,null,null,null,null,null,null,null,null,23,0,"",0,0,"",0,0,"",0,0,"",0,0,"",0,0,"",0,0,"",0,0,"",0,0,"",0,0,"",0,0,"",0,0,"",0]
[null,null,null,null,null,null,null,null,null,null,null,null,null,null,null,null,null,null,null,null,null,null,null,null,null,null,null,null,null,null,null,null,null,null,null,null,null,null,null,null,null,null,null,null,null,null,null,null,null,null,null,null,null,null,null,null,null,null,null,null,null,null,null,null,null,null,24,0,"",0,0,"",0,0,"",0,0,"",0,0,"",0,0,"",0,0,"",0,0,"",0,0,"",0,0,"",0,0,"",0,0,"",0]
[null,null,null,null,null,null,null,null,null,null,null,null,null,null,null,null,null,null,null,null,null,null,null,null,null,null,null,null,null,null,null,null,null,null,null,null,null,null,null,null,null,null,null,null,null,null,null,null,null,null,null,null,null,null,null,null,null,null,null,null,null,null,null,null,null,null,25,0,"",0,0,"",0,0,"",0,0,"",0,0,"",0,0,"",0,0,"",0,0,"",0,0,"",0,0,"",0,0,"",0,0,"",0]
[null,null,null,null,null,null,null,null,null,null,null,null,null,null,null,null,null,null,null,null,null,null,null,null,null,null,null,null,null,null,null,null,null,null,null,null,null,null,null,null,null,null,null,null,null,null,null,null,null,null,null,null,null,null,null,null,null,null,null,null,null,null,null,null,null,null,26,0,"",0,0,"",0,0,"",0,0,"",0,0,"",0,0,"",0,0,"",0,0,"",0,0,"",0,0,"",0,0,"",0,0,"",0]
[null,null,null,null,null,null,null,null,null,null,null,null,null,null,null,null,null,null,null,null,null,null,null,null,null,null,null,null,null,null,null,null,null,null,null,null,null,null,null,null,null,null,null,null,null,null,null,null,null,null,null,null,null,null,null,null,null,null,null,null,null,null,null,null,null,null,27,0,"",0,0,"",0,0,"",0,0,"",0,0,"",0,0,"",0,0,"",0,0,"",0,0,"",0,0,"",0,0,"",0,0,"",0]
[null,null,null,null,null,null,null,null,null,null,null,null,null,null,null,null,null,null,null,null,null,null,null,null,null,null,null,null,null,null,null,null,null,null,null,null,null,null,null,null,null,null,null,null,null,null,null,null,null,null,null,null,null,null,null,null,null,null,null,null,null,null,null,null,null,null,28,0,"",0,0,"",0,0,"",0,0,"",0,0,"",0,0,"",0,0,"",0,0,"",0,0,"",0,0,"",0,0,"",0,0,"",0]
[null,null,null,null,null,null,null,null,null,null,null,null,null,null,null,null,null,null,null,null,null,null,null,null,null,null,null,null,null,null,null,null,null,null,null,null,null,null,null,null,null,null,null,null,null,null,null,null,null,null,null,null,null,null,null,null,null,null,null,null,null,null,null,null,null,null,29,0,"",0,0,"",0,0,"",0,0,"",0,0,"",0,0,"",0,0,"",0,0,"",0,0,"",0,0,"",0,0,"",0,0,"",0]
[null,null,null,null,null,null,null,null,null,null,null,null,null,null,null,null,null,null,null,null,null,null,null,null,null,null,null,null,null,null,null,null,null,null,null,null,null,null,null,null,null,null,null,null,null,null,null,null,null,null,null,null,null,null,null,null,null,null,null,null,null,null,null,null,null,null,30,0,"",0,0,"",0,0,"",0,0,"",0,0,"",0,0,"",0,0,"",0,0,"",0,0,"",0,0,"",0,0,"",0,0,"",0]
[null,null,null,null,null,null,null,null,null,null,null,null,null,null,null,null,null,null,null,null,null,null,null,null,null,null,null,null,null,null,null,null,null,null,null,null,null,null,null,null,null,null,null,null,null,null,null,null,null,null,null,null,null,null,null,null,null,null,null,null,null,null,null,null,null,null,31,0,"",0,0,"",0,0,"",0,0,"",0,0,"",0,0,"",0,0,"",0,0,"",0,0,"",0,0,"",0,0,"",0,0,"",0]
[null,null,null,null,null,null,null,null,null,null,null,null,null,null,null,null,null,null,null,null,null,null,null,null,null,null,null,null,null,null,null,null,null,null,null,null,null,null,null,null,null,null,null,null,null,null,null,null,null,null,null,null,null,null,null,null,null,null,null,null,null,null,null,null,null,null,32,0,"",0,0,"",0,0,"",0,0,"",0,0,"",0,0,"",0,0,"",0,0,"",0,0,"",0,0,"",0,0,"",0,0,"",0]
[null,null,null,null,null,null,null,null,null,null,null,null,null,null,null,null,null,null,null,null,null,null,null,null,null,null,null,null,null,null,null,null,null,null,null,null,null,null,null,null,null,null,null,null,null,null,null,null,null,null,null,null,null,null,null,null,null,null,null,null,null,null,null,null,null,null,33,0,"",{"$f":"-PV($C$3, BO38, 0, IF(BQ38=\"\", 0, $M$6))","v":0},0,"",{"$f":"-PV($C$3, BO38, 0, IF(BT38=\"\", 0, $M$7))","v":0},0,"",{"$f":"-PV($C$3, BO38, 0, IF(BW38=\"\", 0, $M$8))","v":0},0,"",{"$f":"-PV($C$3, BO38, 0, IF(BZ38=\"\", 0, $M$9))","v":0},0,"",{"$f":"-PV($C$3, BO38, 0, IF(CC38=\"\", 0, $M$10))","v":0},0,"",{"$f":"-PV($C$3, BO38, 0, IF(CF38=\"\", 0, $M$11))","v":0},0,"",{"$f":"-PV($C$3, BO38, 0, IF(CI38=\"\", 0, $M$12))","v":0},0,"",{"$f":"-PV($C$3, BO38, 0, IF(CL38=\"\", 0, $M$13))","v":0},0,"",{"$f":"-PV($C$3, BO38, 0, IF(CO38=\"\", 0, $M$14))","v":0},0,"",{"$f":"-PV($C$3, BO38, 0, IF(CR38=\"\", 0, $M$15))","v":0},0,"",{"$f":"-PV($C$3, BO38, 0, IF(CU38=\"\", 0, $M$16))","v":0},0,"",{"$f":"-PV($C$3, BO38, 0, IF(CX38=\"\", 0, $M$17))","v":0}]
[null,null,null,null,null,null,null,null,null,null,null,null,null,null,null,null,null,null,null,null,null,null,null,null,null,null,null,null,null,null,null,null,null,null,null,null,null,null,null,null,null,null,null,null,null,null,null,null,null,null,null,null,null,null,null,null,null,null,null,null,null,null,null,null,null,null,34,0,"",0,0,"",0,0,"",0,0,"",0,0,"",0,0,"",0,0,"",0,0,"",0,0,"",0,0,"",0,0,"",0,0,"",0]
[null,null,null,null,null,null,null,null,null,null,null,null,null,null,null,null,null,null,null,null,null,null,null,null,null,null,null,null,null,null,null,null,null,null,null,null,null,null,null,null,null,null,null,null,null,null,null,null,null,null,null,null,null,null,null,null,null,null,null,null,null,null,null,null,null,null,35,0,"",0,0,"",0,0,"",0,0,"",0,0,"",0,0,"",0,0,"",0,0,"",0,0,"",0,0,"",0,0,"",0,0,"",0]
[null,null,null,null,null,null,null,null,null,null,null,null,null,null,null,null,null,null,null,null,null,null,null,null,null,null,null,null,null,null,null,null,null,null,null,null,null,null,null,null,null,null,null,null,null,null,null,null,null,null,null,null,null,null,null,null,null,null,null,null,null,null,null,null,null,null,36,0,"",0,0,"",0,0,"",0,0,"",0,0,"",0,0,"",0,0,"",0,0,"",0,0,"",0,0,"",0,0,"",0,0,"",0]
[null,null,null,null,null,null,null,null,null,null,null,null,null,null,null,null,null,null,null,null,null,null,null,null,null,null,null,null,null,null,null,null,null,null,null,null,null,null,null,null,null,null,null,null,null,null,null,null,null,null,null,null,null,null,null,null,null,null,null,null,null,null,null,null,null,null,37,0,"",0,0,"",0,0,"",0,0,"",0,0,"",0,0,"",0,0,"",0,0,"",0,0,"",0,0,"",0,0,"",0,0,"",0]
[null,null,null,null,null,null,null,null,null,null,null,null,null,null,null,null,null,null,null,null,null,null,null,null,null,null,null,null,null,null,null,null,null,null,null,null,null,null,null,null,null,null,null,null,null,null,null,null,null,null,null,null,null,null,null,null,null,null,null,null,null,null,null,null,null,null,38,0,"",0,0,"",0,0,"",0,0,"",0,0,"",0,0,"",0,0,"",0,0,"",0,0,"",0,0,"",0,0,"",0,0,"",0]
[null,null,null,null,null,null,null,null,null,null,null,null,null,null,null,null,null,null,null,null,null,null,null,null,null,null,null,null,null,null,null,null,null,null,null,null,null,null,null,null,null,null,null,null,null,null,null,null,null,null,null,null,null,null,null,null,null,null,null,null,null,null,null,null,null,null,39,0,"",0,0,"",0,0,"",0,0,"",0,0,"",0,0,"",0,0,"",0,0,"",0,0,"",0,0,"",0,0,"",0,0,"",0]
[null,null,null,null,null,null,null,null,null,null,null,null,null,null,null,null,null,null,null,null,null,null,null,null,null,null,null,null,null,null,null,null,null,null,null,null,null,null,null,null,null,null,null,null,null,null,null,null,null,null,null,null,null,null,null,null,null,null,null,null,null,null,null,null,null,null,40,0,"",0,0,"",0,0,"",0,0,"",0,0,"",0,0,"",0,0,"",0,0,"",0,0,"",0,0,"",0,0,"",0,0,"",0]
[null,null,null,null,null,null,null,null,null,null,null,null,null,null,null,null,null,null,null,null,null,null,null,null,null,null,null,null,null,null,null,null,null,null,null,null,null,null,null,null,null,null,null,null,null,null,null,null,null,null,null,null,null,null,null,null,null,null,null,null,null,null,null,null,null,null,41,0,"",0,0,"",0,0,"",0,0,"",0,0,"",0,0,"",0,0,"",0,0,"",0,0,"",0,0,"",0,0,"",0,0,"",0]
[null,null,null,null,null,null,null,null,null,null,null,null,null,null,null,null,null,null,null,null,null,null,null,null,null,null,null,null,null,null,null,null,null,null,null,null,null,null,null,null,null,null,null,null,null,null,null,null,null,null,null,null,null,null,null,null,null,null,null,null,null,null,null,null,null,null,42,0,"",0,0,"",0,0,"",0,0,"",0,0,"",0,0,"",0,0,"",0,0,"",0,0,"",0,0,"",0,0,"",0,0,"",0]
[null,null,null,null,null,null,null,null,null,null,null,null,null,null,null,null,null,null,null,null,null,null,null,null,null,null,null,null,null,null,null,null,null,null,null,null,null,null,null,null,null,null,null,null,null,null,null,null,null,null,null,null,null,null,null,null,null,null,null,null,null,null,null,null,null,null,43,0,"",0,0,"",0,0,"",0,0,"",0,0,"",0,0,"",0,0,"",0,0,"",0,0,"",0,0,"",0,0,"",0,0,"",0]
[null,null,null,null,null,null,null,null,null,null,null,null,null,null,null,null,null,null,null,null,null,null,null,null,null,null,null,null,null,null,null,null,null,null,null,null,null,null,null,null,null,null,null,null,null,null,null,null,null,null,null,null,null,null,null,null,null,null,null,null,null,null,null,null,null,null,44,0,"",0,0,"",0,0,"",0,0,"",0,0,"",0,0,"",0,0,"",0,0,"",0,0,"",0,0,"",0,0,"",0,0,"",0]
[null,null,null,null,null,null,null,null,null,null,null,null,null,null,null,null,null,null,null,null,null,null,null,null,null,null,null,null,null,null,null,null,null,null,null,null,null,null,null,null,null,null,null,null,null,null,null,null,null,null,null,null,null,null,null,null,null,null,null,null,null,null,null,null,null,null,45,0,"",0,0,"",0,0,"",0,0,"",0,0,"",0,0,"",0,0,"",0,0,"",0,0,"",0,0,"",0,0,"",0,0,"",0]
[null,null,null,null,null,null,null,null,null,null,null,null,null,null,null,null,null,null,null,null,null,null,null,null,null,null,null,null,null,null,null,null,null,null,null,null,null,null,null,null,null,null,null,null,null,null,null,null,null,null,null,null,null,null,null,null,null,null,null,null,null,null,null,null,null,null,46,0,"",0,0,"",0,0,"",0,0,"",0,0,"",0,0,"",0,0,"",0,0,"",0,0,"",0,0,"",0,0,"",0,0,"",0]
[null,null,null,null,null,null,null,null,null,null,null,null,null,null,null,null,null,null,null,null,null,null,null,null,null,null,null,null,null,null,null,null,null,null,null,null,null,null,null,null,null,null,null,null,null,null,null,null,null,null,null,null,null,null,null,null,null,null,null,null,null,null,null,null,null,null,47,0,"",0,0,"",0,0,"",0,0,"",0,0,"",0,0,"",0,0,"",0,0,"",0,0,"",0,0,"",0,0,"",0,0,"",0]
[null,null,null,null,null,null,null,null,null,null,null,null,null,null,null,null,null,null,null,null,null,null,null,null,null,null,null,null,null,null,null,null,null,null,null,null,null,null,null,null,null,null,null,null,null,null,null,null,null,null,null,null,null,null,null,null,null,null,null,null,null,null,null,null,null,null,48,0,"",0,0,"",0,0,"",0,0,"",0,0,"",0,0,"",0,0,"",0,0,"",0,0,"",0,0,"",0,0,"",0,0,"",0]
[null,null,null,null,null,null,null,null,null,null,null,null,null,null,null,null,null,null,null,null,null,null,null,null,null,null,null,null,null,null,null,null,null,null,null,null,null,null,null,null,null,null,null,null,null,null,null,null,null,null,null,null,null,null,null,null,null,null,null,null,null,null,null,null,null,null,49,0,"",0,0,"",0,0,"",0,0,"",0,0,"",0,0,"",0,0,"",0,0,"",0,0,"",0,0,"",0,0,"",0,0,"",0]
[null,null,null,null,null,null,null,null,null,null,null,null,null,null,null,null,null,null,null,null,null,null,null,null,null,null,null,null,null,null,null,null,null,null,null,null,null,null,null,null,null,null,null,null,null,null,null,null,null,null,null,null,null,null,null,null,null,null,null,null,null,null,null,null,null,null,50,0,"",0,0,"",0,0,"",0,0,"",0,0,"",0,0,"",0,0,"",0,0,"",0,0,"",0,0,"",0,0,"",0,0,"",0]
[null,null,null,null,null,null,null,null,null,null,null,null,null,null,null,null,null,null,null,null,null,null,null,null,null,null,null,null,null,null,null,null,null,null,null,null,null,null,null,null,null,null,null,null,null,null,null,null,null,null,null,null,null,null,null,null,null,null,null,null,null,null,null,null,null,null,51,0,"",0,0,"",0,0,"",0,0,"",0,0,"",0,0,"",0,0,"",0,0,"",0,0,"",0,0,"",0,0,"",0,0,"",0]
[null,null,null,null,null,null,null,null,null,null,null,null,null,null,null,null,null,null,null,null,null,null,null,null,null,null,null,null,null,null,null,null,null,null,null,null,null,null,null,null,null,null,null,null,null,null,null,null,null,null,null,null,null,null,null,null,null,null,null,null,null,null,null,null,null,null,52,0,"",0,0,"",0,0,"",0,0,"",0,0,"",0,0,"",0,0,"",0,0,"",0,0,"",0,0,"",0,0,"",0,0,"",0]
[null,null,null,null,null,null,null,null,null,null,null,null,null,null,null,null,null,null,null,null,null,null,null,null,null,null,null,null,null,null,null,null,null,null,null,null,null,null,null,null,null,null,null,null,null,null,null,null,null,null,null,null,null,null,null,null,null,null,null,null,null,null,null,null,null,null,53,0,"",0,0,"",0,0,"",0,0,"",0,0,"",0,0,"",0,0,"",0,0,"",0,0,"",0,0,"",0,0,"",0,0,"",0]
[null,null,null,null,null,null,null,null,null,null,null,null,null,null,null,null,null,null,null,null,null,null,null,null,null,null,null,null,null,null,null,null,null,null,null,null,null,null,null,null,null,null,null,null,null,null,null,null,null,null,null,null,null,null,null,null,null,null,null,null,null,null,null,null,null,null,54,0,"",0,0,"",0,0,"",0,0,"",0,0,"",0,0,"",0,0,"",0,0,"",0,0,"",0,0,"",0,0,"",0,0,"",0]
[null,null,null,null,null,null,null,null,null,null,null,null,null,null,null,null,null,null,null,null,null,null,null,null,null,null,null,null,null,null,null,null,null,null,null,null,null,null,null,null,null,null,null,null,null,null,null,null,null,null,null,null,null,null,null,null,null,null,null,null,null,null,null,null,null,null,55,0,"",0,0,"",0,0,"",0,0,"",0,0,"",0,0,"",0,0,"",0,0,"",0,0,"",0,0,"",0,0,"",0,0,"",0]
[null,null,null,null,null,null,null,null,null,null,null,null,null,null,null,null,null,null,null,null,null,null,null,null,null,null,null,null,null,null,null,null,null,null,null,null,null,null,null,null,null,null,null,null,null,null,null,null,null,null,null,null,null,null,null,null,null,null,null,null,null,null,null,null,null,null,56,0,"",0,0,"",0,0,"",0,0,"",0,0,"",0,0,"",0,0,"",0,0,"",0,0,"",0,0,"",0,0,"",0,0,"",0]
[null,null,null,null,null,null,null,null,null,null,null,null,null,null,null,null,null,null,null,null,null,null,null,null,null,null,null,null,null,null,null,null,null,null,null,null,null,null,null,null,null,null,null,null,null,null,null,null,null,null,null,null,null,null,null,null,null,null,null,null,null,null,null,null,null,null,57,0,"",0,0,"",0,0,"",0,0,"",0,0,"",0,0,"",0,0,"",0,0,"",0,0,"",0,0,"",0,0,"",0,0,"",0]
[null,null,null,null,null,null,null,null,null,null,null,null,null,null,null,null,null,null,null,null,null,null,null,null,null,null,null,null,null,null,null,null,null,null,null,null,null,null,null,null,null,null,null,null,null,null,null,null,null,null,null,null,null,null,null,null,null,null,null,null,null,null,null,null,null,null,58,0,"",0,0,"",0,0,"",0,0,"",0,0,"",0,0,"",0,0,"",0,0,"",0,0,"",0,0,"",0,0,"",0,0,"",0]
[null,null,null,null,null,null,null,null,null,null,null,null,null,null,null,null,null,null,null,null,null,null,null,null,null,null,null,null,null,null,null,null,null,null,null,null,null,null,null,null,null,null,null,null,null,null,null,null,null,null,null,null,null,null,null,null,null,null,null,null,null,null,null,null,null,null,59,0,"",0,0,"",0,0,"",0,0,"",0,0,"",0,0,"",0,0,"",0,0,"",0,0,"",0,0,"",0,0,"",0,0,"",0]
[null,null,null,null,null,null,null,null,null,null,null,null,null,null,null,null,null,null,null,null,null,null,null,null,null,null,null,null,null,null,null,null,null,null,null,null,null,null,null,null,null,null,null,null,null,null,null,null,null,null,null,null,null,null,null,null,null,null,null,null,null,null,null,null,null,null,60,0,"",0,0,"",0,0,"",0,0,"",0,0,"",0,0,"",0,0,"",0,0,"",0,0,"",0,0,"",0,0,"",0,0,"",0]
[null,null,null,null,null,null,null,null,null,null,null,null,null,null,null,null,null,null,null,null,null,null,null,null,null,null,null,null,null,null,null,null,null,null,null,null,null,null,null,null,null,null,null,null,null,null,null,null,null,null,null,null,null,null,null,null,null,null,null,null,null,null,null,null,null,null,61,0,"",0,0,"",0,0,"",0,0,"",0,0,"",0,0,"",0,0,"",0,0,"",0,0,"",0,0,"",0,0,"",0,0,"",0]
[null,null,null,null,null,null,null,null,null,null,null,null,null,null,null,null,null,null,null,null,null,null,null,null,null,null,null,null,null,null,null,null,null,null,null,null,null,null,null,null,null,null,null,null,null,null,null,null,null,null,null,null,null,null,null,null,null,null,null,null,null,null,null,null,null,null,62,0,"",0,0,"",0,0,"",0,0,"",0,0,"",0,0,"",0,0,"",0,0,"",0,0,"",0,0,"",0,0,"",0,0,"",0]
[null,null,null,null,null,null,null,null,null,null,null,null,null,null,null,null,null,null,null,null,null,null,null,null,null,null,null,null,null,null,null,null,null,null,null,null,null,null,null,null,null,null,null,null,null,null,null,null,null,null,null,null,null,null,null,null,null,null,null,null,null,null,null,null,null,null,63,0,"",0,0,"",0,0,"",0,0,"",0,0,"",0,0,"",0,0,"",0,0,"",0,0,"",0,0,"",0,0,"",0,0,"",0]
[null,null,null,null,null,null,null,null,null,null,null,null,null,null,null,null,null,null,null,null,null,null,null,null,null,null,null,null,null,null,null,null,null,null,null,null,null,null,null,null,null,null,null,null,null,null,null,null,null,null,null,null,null,null,null,null,null,null,null,null,null,null,null,null,null,null,64,0,"",0,0,"",0,0,"",0,0,"",0,0,"",0,0,"",0,0,"",0,0,"",0,0,"",0,0,"",0,0,"",0,0,"",0]
[null,null,null,null,null,null,null,null,null,null,null,null,null,null,null,null,null,null,null,null,null,null,null,null,null,null,null,null,null,null,null,null,null,null,null,null,null,null,null,null,null,null,null,null,null,null,null,null,null,null,null,null,null,null,null,null,null,null,null,null,null,null,null,null,null,null,65,0,"",{"$f":"-PV($C$3, BO70, 0, IF(BQ70=\"\", 0, $M$6))","v":0},0,"",{"$f":"-PV($C$3, BO70, 0, IF(BT70=\"\", 0, $M$7))","v":0},0,"",{"$f":"-PV($C$3, BO70, 0, IF(BW70=\"\", 0, $M$8))","v":0},0,"",{"$f":"-PV($C$3, BO70, 0, IF(BZ70=\"\", 0, $M$9))","v":0},0,"",{"$f":"-PV($C$3, BO70, 0, IF(CC70=\"\", 0, $M$10))","v":0},0,"",{"$f":"-PV($C$3, BO70, 0, IF(CF70=\"\", 0, $M$11))","v":0},0,"",{"$f":"-PV($C$3, BO70, 0, IF(CI70=\"\", 0, $M$12))","v":0},0,"",{"$f":"-PV($C$3, BO70, 0, IF(CL70=\"\", 0, $M$13))","v":0},0,"",{"$f":"-PV($C$3, BO70, 0, IF(CO70=\"\", 0, $M$14))","v":0},0,"",{"$f":"-PV($C$3, BO70, 0, IF(CR70=\"\", 0, $M$15))","v":0},0,"",{"$f":"-PV($C$3, BO70, 0, IF(CU70=\"\", 0, $M$16))","v":0},0,"",{"$f":"-PV($C$3, BO70, 0, IF(CX70=\"\", 0, $M$17))","v":0}]
[null,null,null,null,null,null,null,null,null,null,null,null,null,null,null,null,null,null,null,null,null,null,null,null,null,null,null,null,null,null,null,null,null,null,null,null,null,null,null,null,null,null,null,null,null,null,null,null,null,null,null,null,null,null,null,null,null,null,null,null,null,null,null,null,null,null,66,{"$f":"IFERROR(IF(BO71/$E$3=1, 0, IF(BO71>$E$3,0,IF(BO71<$F$6,0,INT(BO71/$F$6)))), 0)","v":0},"",0,{"$f":"IFERROR(IF(BO71/$E$3=1, 0, IF(BO71>$E$3,0,IF(BO71<$F$7,0,INT(BO71/$F$7)))), 0)","v":0},"",0,{"$f":"IFERROR(IF(BO71/$E$3=1,0, IF(BO71>$E$3,0,IF(BO71<$F$8,0,INT(BO71/$F$8)))), 0)","v":0},"",0,{"$f":"IFERROR(IF(BO71/$E$3=1, 0, IF(BO71>$E$3,0,IF(BO71<$F$9,0,INT(BO71/$F$9)))), 0)","v":0},"",0,{"$f":"IFERROR(IF(BO71/$E$3=1, 0, IF(BO71>$E$3,0,IF(BO71<$F$10,0,INT(BO71/$F$10)))), 0)","v":0},"",0,{"$f":"IFERROR(IF(BO71/$E$3=1, 0, IF(BO71>$E$3,0,IF(BO71<$F$11,0,INT(BO71/$F$11)))), 0)","v":0},"",0,{"$f":"IFERROR(IF(BO71/$E$3=1, 0, IF(BO71>$E$3,0,IF(BO71<$F$12,0,INT(BO71/$F$12)))), 0)","v":0},"",0,{"$f":"IFERROR(IF(BO71/$E$3=1, 0, IF(BO71>$E$3,0,IF(BO71<$F$13,0,INT(BO71/$F$13)))), 0)","v":0},"",0,{"$f":"IFERROR(IF(BO71/$E$3=1,0, IF(BO71>$E$3,0,IF(BO71<$F$14,0,INT(BO71/$F$14)))), 0)","v":0},"",0,{"$f":"IFERROR(IF(BO71/$E$3=1, 0, IF(BO71>$E$3,0,IF(BO71<$F$15,0,INT(BO71/$F$15)))), 0)","v":0},"",0,{"$f":"IFERROR(IF(BO71/$E$3=1, 0, IF(BO71>$E$3,0,IF(BO71<$F$16,0,INT(BO71/$F$16)))), 0)","v":0},"",0,{"$f":"IFERROR(IF(BO71/$E$3=1, 0, IF(BO71>$E$3,0,IF(BO71<$F$17,0,INT(BO71/$F$17)))), 0)","v":0},"",0]
[null,null,null,null,null,null,null,null,null,null,null,null,null,null,null,null,null,null,null,null,null,null,null,null,null,null,null,null,null,null,null,null,null,null,null,null,null,null,null,null,null,null,null,null,null,null,null,null,null,null,null,null,null,null,null,null,null,null,null,null,null,null,null,null,null,null,67,{"$f":"IFERROR(IF(BO72/$E$3=1, 0, IF(BO72>$E$3,0,IF(BO72<$F$6,0,INT(BO72/$F$6)))), 0)","v":0},{"$f":"IF(BO72>$E$3, \"\", IF(BP72=BP71, \"\", 1))","v":""},0,{"$f":"IFERROR(IF(BO72/$E$3=1, 0, IF(BO72>$E$3,0,IF(BO72<$F$7,0,INT(BO72/$F$7)))), 0)","v":0},{"$f":"IF(BO72>$E$3, \"\", IF(BS72=BS71, \"\", 1))","v":""},0,{"$f":"IFERROR(IF(BO72/$E$3=1,0, IF(BO72>$E$3,0,IF(BO72<$F$8,0,INT(BO72/$F$8)))), 0)","v":0},{"$f":"IF(BO72>$E$3, \"\", IF(BV72=BV71, \"\", 1))","v":""},0,{"$f":"IFERROR(IF(BO72/$E$3=1, 0, IF(BO72>$E$3,0,IF(BO72<$F$9,0,INT(BO72/$F$9)))), 0)","v":0},{"$f":"IF(BO72>$E$3, \"\", IF(BY72=BY71, \"\", 1))","v":""},0,{"$f":"IFERROR(IF(BO72/$E$3=1, 0, IF(BO72>$E$3,0,IF(BO72<$F$10,0,INT(BO72/$F$10)))), 0)","v":0},{"$f":"IF(BO72>$E$3, \"\", IF(CB72=CB71, \"\", 1))","v":""},0,{"$f":"IFERROR(IF(BO72/$E$3=1, 0, IF(BO72>$E$3,0,IF(BO72<$F$11,0,INT(BO72/$F$11)))), 0)","v":0},{"$f":"IF(BO72>$E$3, \"\", IF(CE72=CE71, \"\", 1))","v":""},0,{"$f":"IFERROR(IF(BO72/$E$3=1, 0, IF(BO72>$E$3,0,IF(BO72<$F$12,0,INT(BO72/$F$12)))), 0)","v":0},{"$f":"IF(BO72>$E$3, \"\", IF(CH72=CH71, \"\", 1))","v":""},0,{"$f":"IFERROR(IF(BO72/$E$3=1, 0, IF(BO72>$E$3,0,IF(BO72<$F$13,0,INT(BO72/$F$13)))), 0)","v":0},{"$f":"IF(BO72>$E$3, \"\", IF(CK72=CK71, \"\", 1))","v":""},0,{"$f":"IFERROR(IF(BO72/$E$3=1,0, IF(BO72>$E$3,0,IF(BO72<$F$14,0,INT(BO72/$F$14)))), 0)","v":0},{"$f":"IF(BO72>$E$3, \"\", IF(CN72=CN71, \"\", 1))","v":""},0,{"$f":"IFERROR(IF(BO72/$E$3=1, 0, IF(BO72>$E$3,0,IF(BO72<$F$15,0,INT(BO72/$F$15)))), 0)","v":0},{"$f":"IF(BO72>$E$3, \"\", IF(CQ72=CQ71, \"\", 1))","v":""},0,{"$f":"IFERROR(IF(BO72/$E$3=1, 0, IF(BO72>$E$3,0,IF(BO72<$F$16,0,INT(BO72/$F$16)))), 0)","v":0},{"$f":"IF(BO72>$E$3, \"\", IF(CT72=CT71, \"\", 1))","v":""},0,{"$f":"IFERROR(IF(BO72/$E$3=1, 0, IF(BO72>$E$3,0,IF(BO72<$F$17,0,INT(BO72/$F$17)))), 0)","v":0},{"$f":"IF(BO72>$E$3, \"\", IF(CW72=CW71, \"\", 1))","v":""},0]
[null,null,null,null,null,null,null,null,null,null,null,null,null,null,null,null,null,null,null,null,null,null,null,null,null,null,null,null,null,null,null,null,null,null,null,null,null,null,null,null,null,null,null,null,null,null,null,null,null,null,null,null,null,null,null,null,null,null,null,null,null,null,null,null,null,null,68,{"$f":"IFERROR(IF(BO73/$E$3=1, 0, IF(BO73>$E$3,0,IF(BO73<$F$6,0,INT(BO73/$F$6)))), 0)","v":0},{"$f":"IF(BO73>$E$3, \"\", IF(BP73=BP72, \"\", 1))","v":""},0,{"$f":"IFERROR(IF(BO73/$E$3=1, 0, IF(BO73>$E$3,0,IF(BO73<$F$7,0,INT(BO73/$F$7)))), 0)","v":0},{"$f":"IF(BO73>$E$3, \"\", IF(BS73=BS72, \"\", 1))","v":""},0,{"$f":"IFERROR(IF(BO73/$E$3=1,0, IF(BO73>$E$3,0,IF(BO73<$F$8,0,INT(BO73/$F$8)))), 0)","v":0},{"$f":"IF(BO73>$E$3, \"\", IF(BV73=BV72, \"\", 1))","v":""},0,{"$f":"IFERROR(IF(BO73/$E$3=1, 0, IF(BO73>$E$3,0,IF(BO73<$F$9,0,INT(BO73/$F$9)))), 0)","v":0},{"$f":"IF(BO73>$E$3, \"\", IF(BY73=BY72, \"\", 1))","v":""},0,{"$f":"IFERROR(IF(BO73/$E$3=1, 0, IF(BO73>$E$3,0,IF(BO73<$F$10,0,INT(BO73/$F$10)))), 0)","v":0},{"$f":"IF(BO73>$E$3, \"\", IF(CB73=CB72, \"\", 1))","v":""},0,{"$f":"IFERROR(IF(BO73/$E$3=1, 0, IF(BO73>$E$3,0,IF(BO73<$F$11,0,INT(BO73/$F$11)))), 0)","v":0},{"$f":"IF(BO73>$E$3, \"\", IF(CE73=CE72, \"\", 1))","v":""},0,{"$f":"IFERROR(IF(BO73/$E$3=1, 0, IF(BO73>$E$3,0,IF(BO73<$F$12,0,INT(BO73/$F$12)))), 0)","v":0},{"$f":"IF(BO73>$E$3, \"\", IF(CH73=CH72, \"\", 1))","v":""},0,{"$f":"IFERROR(IF(BO73/$E$3=1, 0, IF(BO73>$E$3,0,IF(BO73<$F$13,0,INT(BO73/$F$13)))), 0)","v":0},{"$f":"IF(BO73>$E$3, \"\", IF(CK73=CK72, \"\", 1))","v":""},0,{"$f":"IFERROR(IF(BO73/$E$3=1,0, IF(BO73>$E$3,0,IF(BO73<$F$14,0,INT(BO73/$F$14)))), 0)","v":0},{"$f":"IF(BO73>$E$3, \"\", IF(CN73=CN72, \"\", 1))","v":""},0,{"$f":"IFERROR(IF(BO73/$E$3=1, 0, IF(BO73>$E$3,0,IF(BO73<$F$15,0,INT(BO73/$F$15)))), 0)","v":0},{"$f":"IF(BO73>$E$3, \"\", IF(CQ73=CQ72, \"\", 1))","v":""},0,{"$f":"IFERROR(IF(BO73/$E$3=1, 0, IF(BO73>$E$3,0,IF(BO73<$F$16,0,INT(BO73/$F$16)))), 0)","v":0},{"$f":"IF(BO73>$E$3, \"\", IF(CT73=CT72, \"\", 1))","v":""},0,{"$f":"IFERROR(IF(BO73/$E$3=1, 0, IF(BO73>$E$3,0,IF(BO73<$F$17,0,INT(BO73/$F$17)))), 0)","v":0},{"$f":"IF(BO73>$E$3, \"\", IF(CW73=CW72, \"\", 1))","v":""},0]
[null,null,null,null,null,null,null,null,null,null,null,null,null,null,null,null,null,null,null,null,null,null,null,null,null,null,null,null,null,null,null,null,null,null,null,null,null,null,null,null,null,null,null,null,null,null,null,null,null,null,null,null,null,null,null,null,null,null,null,null,null,null,null,null,null,null,69,{"$f":"IFERROR(IF(BO74/$E$3=1, 0, IF(BO74>$E$3,0,IF(BO74<$F$6,0,INT(BO74/$F$6)))), 0)","v":0},{"$f":"IF(BO74>$E$3, \"\", IF(BP74=BP73, \"\", 1))","v":""},0,{"$f":"IFERROR(IF(BO74/$E$3=1, 0, IF(BO74>$E$3,0,IF(BO74<$F$7,0,INT(BO74/$F$7)))), 0)","v":0},{"$f":"IF(BO74>$E$3, \"\", IF(BS74=BS73, \"\", 1))","v":""},0,{"$f":"IFERROR(IF(BO74/$E$3=1,0, IF(BO74>$E$3,0,IF(BO74<$F$8,0,INT(BO74/$F$8)))), 0)","v":0},{"$f":"IF(BO74>$E$3, \"\", IF(BV74=BV73, \"\", 1))","v":""},0,{"$f":"IFERROR(IF(BO74/$E$3=1, 0, IF(BO74>$E$3,0,IF(BO74<$F$9,0,INT(BO74/$F$9)))), 0)","v":0},{"$f":"IF(BO74>$E$3, \"\", IF(BY74=BY73, \"\", 1))","v":""},0,{"$f":"IFERROR(IF(BO74/$E$3=1, 0, IF(BO74>$E$3,0,IF(BO74<$F$10,0,INT(BO74/$F$10)))), 0)","v":0},{"$f":"IF(BO74>$E$3, \"\", IF(CB74=CB73, \"\", 1))","v":""},0,{"$f":"IFERROR(IF(BO74/$E$3=1, 0, IF(BO74>$E$3,0,IF(BO74<$F$11,0,INT(BO74/$F$11)))), 0)","v":0},{"$f":"IF(BO74>$E$3, \"\", IF(CE74=CE73, \"\", 1))","v":""},0,{"$f":"IFERROR(IF(BO74/$E$3=1, 0, IF(BO74>$E$3,0,IF(BO74<$F$12,0,INT(BO74/$F$12)))), 0)","v":0},{"$f":"IF(BO74>$E$3, \"\", IF(CH74=CH73, \"\", 1))","v":""},0,{"$f":"IFERROR(IF(BO74/$E$3=1, 0, IF(BO74>$E$3,0,IF(BO74<$F$13,0,INT(BO74/$F$13)))), 0)","v":0},{"$f":"IF(BO74>$E$3, \"\", IF(CK74=CK73, \"\", 1))","v":""},0,{"$f":"IFERROR(IF(BO74/$E$3=1,0, IF(BO74>$E$3,0,IF(BO74<$F$14,0,INT(BO74/$F$14)))), 0)","v":0},{"$f":"IF(BO74>$E$3, \"\", IF(CN74=CN73, \"\", 1))","v":""},0,{"$f":"IFERROR(IF(BO74/$E$3=1, 0, IF(BO74>$E$3,0,IF(BO74<$F$15,0,INT(BO74/$F$15)))), 0)","v":0},{"$f":"IF(BO74>$E$3, \"\", IF(CQ74=CQ73, \"\", 1))","v":""},0,{"$f":"IFERROR(IF(BO74/$E$3=1, 0, IF(BO74>$E$3,0,IF(BO74<$F$16,0,INT(BO74/$F$16)))), 0)","v":0},{"$f":"IF(BO74>$E$3, \"\", IF(CT74=CT73, \"\", 1))","v":""},0,{"$f":"IFERROR(IF(BO74/$E$3=1, 0, IF(BO74>$E$3,0,IF(BO74<$F$17,0,INT(BO74/$F$17)))), 0)","v":0},{"$f":"IF(BO74>$E$3, \"\", IF(CW74=CW73, \"\", 1))","v":""},0]
[null,null,null,null,null,null,null,null,null,null,null,null,null,null,null,null,null,null,null,null,null,null,null,null,null,null,null,null,null,null,null,null,null,null,null,null,null,null,null,null,null,null,null,null,null,null,null,null,null,null,null,null,null,null,null,null,null,null,null,null,null,null,null,null,null,null,70,{"$f":"IFERROR(IF(BO75/$E$3=1, 0, IF(BO75>$E$3,0,IF(BO75<$F$6,0,INT(BO75/$F$6)))), 0)","v":0},{"$f":"IF(BO75>$E$3, \"\", IF(BP75=BP74, \"\", 1))","v":""},0,{"$f":"IFERROR(IF(BO75/$E$3=1, 0, IF(BO75>$E$3,0,IF(BO75<$F$7,0,INT(BO75/$F$7)))), 0)","v":0},{"$f":"IF(BO75>$E$3, \"\", IF(BS75=BS74, \"\", 1))","v":""},0,{"$f":"IFERROR(IF(BO75/$E$3=1,0, IF(BO75>$E$3,0,IF(BO75<$F$8,0,INT(BO75/$F$8)))), 0)","v":0},{"$f":"IF(BO75>$E$3, \"\", IF(BV75=BV74, \"\", 1))","v":""},0,{"$f":"IFERROR(IF(BO75/$E$3=1, 0, IF(BO75>$E$3,0,IF(BO75<$F$9,0,INT(BO75/$F$9)))), 0)","v":0},{"$f":"IF(BO75>$E$3, \"\", IF(BY75=BY74, \"\", 1))","v":""},0,{"$f":"IFERROR(IF(BO75/$E$3=1, 0, IF(BO75>$E$3,0,IF(BO75<$F$10,0,INT(BO75/$F$10)))), 0)","v":0},{"$f":"IF(BO75>$E$3, \"\", IF(CB75=CB74, \"\", 1))","v":""},0,{"$f":"IFERROR(IF(BO75/$E$3=1, 0, IF(BO75>$E$3,0,IF(BO75<$F$11,0,INT(BO75/$F$11)))), 0)","v":0},{"$f":"IF(BO75>$E$3, \"\", IF(CE75=CE74, \"\", 1))","v":""},0,{"$f":"IFERROR(IF(BO75/$E$3=1, 0, IF(BO75>$E$3,0,IF(BO75<$F$12,0,INT(BO75/$F$12)))), 0)","v":0},{"$f":"IF(BO75>$E$3, \"\", IF(CH75=CH74, \"\", 1))","v":""},0,{"$f":"IFERROR(IF(BO75/$E$3=1, 0, IF(BO75>$E$3,0,IF(BO75<$F$13,0,INT(BO75/$F$13)))), 0)","v":0},{"$f":"IF(BO75>$E$3, \"\", IF(CK75=CK74, \"\", 1))","v":""},0,{"$f":"IFERROR(IF(BO75/$E$3=1,0, IF(BO75>$E$3,0,IF(BO75<$F$14,0,INT(BO75/$F$14)))), 0)","v":0},{"$f":"IF(BO75>$E$3, \"\", IF(CN75=CN74, \"\", 1))","v":""},0,{"$f":"IFERROR(IF(BO75/$E$3=1, 0, IF(BO75>$E$3,0,IF(BO75<$F$15,0,INT(BO75/$F$15)))), 0)","v":0},{"$f":"IF(BO75>$E$3, \"\", IF(CQ75=CQ74, \"\", 1))","v":""},0,{"$f":"IFERROR(IF(BO75/$E$3=1, 0, IF(BO75>$E$3,0,IF(BO75<$F$16,0,INT(BO75/$F$16)))), 0)","v":0},{"$f":"IF(BO75>$E$3, \"\", IF(CT75=CT74, \"\", 1))","v":""},0,{"$f":"IFERROR(IF(BO75/$E$3=1, 0, IF(BO75>$E$3,0,IF(BO75<$F$17,0,INT(BO75/$F$17)))), 0)","v":0},{"$f":"IF(BO75>$E$3, \"\", IF(CW75=CW74, \"\", 1))","v":""},0]
[null,null,null,null,null,null,null,null,null,null,null,null,null,null,null,null,null,null,null,null,null,null,null,null,null,null,null,null,null,null,null,null,null,null,null,null,null,null,null,null,null,null,null,null,null,null,null,null,null,null,null,null,null,null,null,null,null,null,null,null,null,null,null,null,null,null,null,null,null,{"$f":"SUM(BR6:BR75)","v":0},null,null,{"$f":"SUM(BU6:BU75)","v":0},null,null,{"$f":"SUM(BX6:BX75)","v":0},null,null,{"$f":"SUM(CA6:CA75)","v":0},null,null,{"$f":"SUM(CD6:CD75)","v":0},null,null,{"$f":"SUM(CG6:CG75)","v":0},null,null,{"$f":"SUM(CJ6:CJ75)","v":0},null,null,{"$f":"SUM(CM6:CM75)","v":0},null,null,{"$f":"SUM(CP6:CP75)","v":0},null,null,{"$f":"SUM(CS6:CS75)","v":0},null,null,{"$f":"SUM(CV6:CV75)","v":0},null,null,{"$f":"SUM(CY6:CY75)","v":0}]

{"sheet":"Media Mixes","index":24,"n_rows":47,"n_cols":13,"rows_kept":47,"cut":false,"hidden":false,"merged":[[99,27,99,28],[96,25,96,26],[96,27,96,28],[97,25,97,26],[97,27,97,28],[98,25,98,26],[98,27,98,28],[52,1,52,2],[53,1,53,2],[55,1,55,3],[57,1,57,3],[99,25,99,26],[93,25,93,26],[90,25,90,26],[87,25,87,26],[84,25,84,26],[81,25,81,26],[78,25,78,26],[75,25,75,26],[72,25,72,26],[69,25,69,26],[66,25,66,26],[63,25,63,26],[90,27,90,28],[91,25,91,26],[91,27,91,28],[92,25,92,26],[92,27,92,28],[93,27,93,28],[94,25,94,26],[94,27,94,28],[95,25,95,26],[95,27,95,28],[84,27,84,28],[85,25,85,26],[85,27,85,28],[86,25,86,26],[86,27,86,28],[87,27,87,28],[88,25,88,26],[88,27,88,28],[89,25,89,26],[89,27,89,28],[78,27,78,28],[79,25,79,26],[79,27,79,28],[80,25,80,26],[80,27,80,28],[81,27,81,28],[82,25,82,26],[82,27,82,28],[83,25,83,26],[83,27,83,28],[72,27,72,28],[73,25,73,26],[73,27,73,28],[74,25,74,26],[74,27,74,28],[75,27,75,28],[76,25,76,26],[76,27,76,28],[77,25,77,26],[77,27,77,28],[66,27,66,28],[67,25,67,26],[67,27,67,28],[68,25,68,26],[68,27,68,28],[69,27,69,28],[70,25,70,26],[70,27,70,28],[71,25,71,26],[71,27,71,28],[61,25,61,26],[61,27,61,28],[62,25,62,26],[62,27,62,28],[63,27,63,28],[64,25,64,26],[64,27,64,28],[65,25,65,26],[65,27,65,28],[56,25,56,26],[56,27,56,28],[57,25,57,26],[57,27,57,28],[58,25,58,26],[58,27,58,28],[59,25,59,26],[59,27,59,28],[60,25,60,26],[60,27,60,28],[11,9,11,11],[11,12,12,12],[28,7,28,12],[29,7,29,12],[2,8,3,16],[54,25,54,26],[54,27,54,28],[55,25,55,26],[55,27,55,28]]}
[null,{"$f":"'General Site Information'!G2","v":"V 7.6"}]
[null,"MIX:","TN Removal % ","TP Removal %","Water storage fraction"]
[null,"B&G ECT",55,65,0.3]
[null,"B&G OTE",45,45,0.3]
[null,"B&G ECT3",25,25,0.3]
[null,"SAT",30,60,0.3]
[null,"B&G CTS12",60,90,0.3]
[null,"UDM*"]
[null,"* User Defined Media Mix"]
[null,null,null,null,null,null,null,"FILTRATION MEDIA TABLE"]
[]
[null,null,null,null,null,null,null,"DESCRIPTION OF MEDIA",{"$f":"'General Site Information'!G2","v":"V 7.6"},"PROJECTED TREATMENT PERFORMANCE *",null,null,"TYPICAL LIMITING FILTRATION RATE (in/hr)"]
[null,null,null,null,null,null,null,"Media and Typical Location in BMP Treatment Train","MATERIAL","TSS REMOVAL EFFICIENCY ","TN REMOVAL EFFICIENCY ","TP REMOVAL** EFFICIENCY"]
[null,null,null,null,null,null,null,"B&G ECT (ref A)   ","Expanded Clay2"]
[null,null,null,null,null,null,null,"A first BMP, ex. Up-Flow Filter in Baffle box and ","Tire Chips1"]
[null,null,null,null,null,null,null,"a constructed wetland#  (USER DEFINED BMP)",null,0.7,0.55000000000000004,0.65,"96 in/hr"]
[null,null,null,null,null,null,null,"B&G OTE (ref A,B)","Organics8"]
[null,null,null,null,null,null,null,"Up-flow Filter at Wet Pond & Dry Basin Outflow ","Tire Chips1"]
[null,null,null,null,null,null,null,"(FILTRATION)","Expanded Clay4",0.6,0.45,0.45,"96 in/hr"]
[null,null,null,null,null,null,null,"B&G ECT3 (ref C)","Expanded Clay4"]
[null,null,null,null,null,null,null,"Inter-event flow using Up-flow Filter at Wet Pond Outflow","Tire Chip1"]
[null,null,null,null,null,null,null,"& Down-Flow Filter at Dry Basin (FILTRATION)",null,0.6,0.25,0.25,"96 in/hr"]
[null,null,null,null,null,null,null,"SAT (ref D)","Sand3"]
[null,null,null,null,null,null,null,"A first BMP, as a Down-flow Filter (FILTRATION)",null,0.85,0.3,0.6,"1.75 in/hr"]
[]
[null,null,null,null,null,null,null,"B&G CTS (ref E,F)","Clay6"]
[null,null,null,null,null,null,null,"Down-Flow Filters 12\" depth*** at wet pond or dry basin","Tire Crumb5"]
[null,null,null,null,null,null,null,"pervious pave, tree well, rain garden, swale, and strips","Sand7 & Topsoil9",0.9,0.6,0.9,"0.25 in/hr"]
[null,null,null,null,null,null,null,"NOTES    # No generally accepted BMP at this time.  Also can be used as a donwstream BMP but the removal must be lowered. "]
[null,null,null,null,null,null,null,"*All Effectiveness Estimates to nearest 5%: **Phosphorus removal has limited life expectancy: ***24\" depth has TN and TP removals of 75 & 95% "]
[null,null,null,null,null,null,null,"acronyms B&G - BOLD & GOLD; SAT - Sand Austin Tx; ECT- Expanded Clay and Tire; ECT3 Expanded Clay and Tire in Treatment Train"]
[null,null,null,null,null,null,null,"1 Tire Chip 3/8\" and no measurable metal content (approximate dry density = 730 lbs/CY)"]
[null,null,null,null,null,null,null,"2 Expanded Clay 5/8 and 3/8 blend (approximate dry density = 950 lbs/CY)"]
[null,null,null,null,null,null,null,"3 Sand ASTM C-33 with no more than 3% passing # 200 sieve (approximate dry density = 2200 lbs/CY)"]
[null,null,null,null,null,null,null,"4 Expanded Clay 3/8 in blend (approximate density = 950 lbs/CY)"]
[null,null,null,null,null,null,null,"5 Tire Crumb 1-5 mm and no measurable metal content (approximate density = 730 lbs/CY) "]
[null,null,null,null,null,null,null,"6 Medium Plasticity typically light colored Clay (approximate density = 2500 lbs/CY)"]
[null,null,null,null,null,null,null,"7 Sand with less than 5% passing #200 sieve (approximate density = 2200 lbs/CY)"]
[null,null,null,null,null,null,null,"8 Organic Compost (approximate density of 700 lbs/CY) Class 1A Compost or Mix of yard waste "]
[null,null,null,null,null,null,null,"9 Local top soil is used over CTS media in dry basins, gardens, swales and strips, is free of roots & debris but is not used in other BMPs."]
[]
[null,null,null,null,null,null,null,"A - Demonstration Bio Media for Ultra-urban Stormwater Treatment, Wanielista, et.al. FDOT Project BDK78 977-19, 2014  "]
[null,null,null,null,null,null,null,"B - Nutrient Reduction in a Stormwater Pond Discharge in Florida, Ryan, et al, Water Air Soil Pollution, 2010 "]
[null,null,null,null,null,null,null,"C - Up-Flow Filtration for Wet Detention Ponds, Wanielista and Flint, Florida Stormwater Association, June 12, 2014."]
[null,null,null,null,null,null,null,"D - City of Austin Environmental Criteria Manual, Section 1.6.5, Texas, 2012"]
[null,null,null,null,null,null,null,"E - Nitrogen Transport and Transformation in Retention Basins, Marion Co, Fl, Wanielista, et al, State DEP, 2011"]
[null,null,null,null,null,null,null,"F - Improving Nitrogen Efficiencies in Dry Ponds, Williams and Wanielista, Florida Stormwater Association, June 18 2015"]

{"sheet":"Event Mean Concentrations","index":25,"n_rows":238,"n_cols":19,"rows_kept":238,"cut":false,"hidden":false,"merged":[[0,2,2,4],[23,2,23,9],[21,2,21,5],[20,6,20,7],[21,8,21,9],[20,2,20,5],[21,6,21,7],[20,8,20,9],[18,2,18,5],[19,2,19,5],[18,8,18,9],[12,6,12,7],[10,6,10,7],[11,6,11,7],[13,6,13,7],[17,2,17,5],[17,8,17,9],[17,6,17,7],[19,6,19,7],[18,6,18,7],[19,8,19,9],[16,2,16,5],[16,6,16,7],[5,2,8,5],[9,2,9,5],[13,8,13,9],[12,8,12,9],[13,2,13,5],[5,6,6,9],[7,6,8,7],[7,8,8,9],[11,2,11,5],[12,2,12,5],[9,6,9,7],[9,8,9,9],[10,8,10,9],[11,8,11,9],[10,2,10,5],[23,27,23,28],[24,21,24,24],[24,25,24,26],[24,27,24,28],[14,8,14,9],[14,6,14,7],[14,2,14,5],[15,6,15,7],[15,8,15,9],[15,2,15,5],[22,2,22,5],[22,6,22,7],[22,8,22,9],[16,8,16,9],[21,21,21,24],[21,25,21,26],[21,27,21,28],[22,21,22,24],[22,25,22,26],[22,27,22,28],[23,21,23,24],[23,25,23,26],[28,21,28,24],[28,25,28,26],[28,27,28,28],[25,21,25,24],[25,25,25,26],[25,27,25,28],[26,21,26,24],[26,25,26,26],[26,27,26,28],[27,21,27,24],[27,25,27,26],[27,27,27,28],[29,27,29,28],[30,21,30,24],[30,25,30,26],[30,27,30,28],[29,21,29,24],[29,25,29,26],[31,27,31,28],[32,21,32,24],[32,25,32,26],[32,27,32,28],[31,21,31,24],[31,25,31,26],[36,25,36,26],[36,27,36,28],[33,21,33,24],[33,25,33,26],[33,27,33,28],[34,25,34,26],[34,27,34,28],[35,25,35,26],[35,27,35,28],[37,25,37,26],[37,27,37,28],[42,25,42,26],[42,27,42,28],[39,25,39,26],[39,27,39,28],[41,25,41,26],[41,27,41,28],[38,25,38,26],[38,27,38,28],[53,25,53,26],[53,27,53,28],[51,25,51,26],[51,27,51,28],[52,25,52,26],[52,27,52,28],[47,25,47,26],[47,27,47,28],[40,25,40,26],[40,27,40,28],[43,25,43,26],[43,27,43,28],[44,25,44,26],[44,27,44,28],[45,25,45,26],[45,27,45,28],[49,25,49,26],[49,27,49,28],[48,25,48,26],[48,27,48,28],[50,25,50,26],[50,27,50,28],[46,25,46,26],[46,27,46,28],[55,25,55,26],[55,27,55,28],[61,25,61,26],[61,27,61,28],[56,25,56,26],[56,27,56,28],[57,25,57,26],[57,27,57,28],[54,25,54,26],[54,27,54,28],[60,25,60,26],[60,27,60,28],[59,25,59,26],[59,27,59,28],[63,25,63,26],[63,27,63,28],[62,25,62,26],[62,27,62,28],[58,25,58,26],[58,27,58,28],[65,25,65,26],[65,27,65,28],[64,25,64,26],[64,27,64,28],[66,25,66,26],[66,27,66,28],[68,25,68,26],[68,27,68,28],[71,25,71,26],[71,27,71,28],[70,25,70,26],[70,27,70,28],[69,25,69,26],[69,27,69,28],[67,25,67,26],[67,27,67,28],[77,25,77,26],[77,27,77,28],[72,25,72,26],[72,27,72,28],[75,25,75,26],[75,27,75,28],[76,25,76,26],[76,27,76,28],[73,25,73,26],[73,27,73,28],[74,25,74,26],[74,27,74,28],[78,25,78,26],[78,27,78,28],[81,25,81,26],[81,27,81,28],[80,25,80,26],[80,27,80,28],[79,25,79,26],[79,27,79,28],[83,25,83,26],[83,27,83,28],[82,25,82,26],[82,27,82,28],[85,27,85,28],[87,25,87,26],[87,27,87,28],[86,25,86,26],[86,27,86,28],[92,25,92,26],[92,27,92,28],[88,25,88,26],[88,27,88,28],[89,25,89,26],[89,27,89,28],[90,25,90,26],[90,27,90,28],[91,25,91,26],[91,27,91,28],[7,12,7,15],[32,1,34,1],[32,2,34,2],[101,1,103,1],[101,2,103,2],[170,1,172,1],[170,2,172,2],[99,25,99,26],[99,27,99,28],[96,25,96,26],[96,27,96,28],[97,25,97,26],[97,27,97,28],[98,25,98,26],[98,27,98,28],[95,25,95,26],[95,27,95,28],[94,25,94,26],[94,27,94,28],[93,25,93,26],[93,27,93,28],[84,25,84,26],[84,27,84,28],[85,25,85,26]]}
[]
[]
[]
[null,"Summary of Literature-based EMC Runoff Characterization Data for General Land Use Categories in Florida "]
[]
[null,null,"LAND USE\nCATEGORY",null,null,null,"Event Mean Concentration (mg/l)",null,null,null,null,null,"Other information"]
[]
[null,null,null,null,null,null,"TOTAL\nNitrogen",null,"TOTAL\nPhosphorus",null,null,null,"LAND USE CATEGORY",null,null,null,"TOTAL\nNitrogen",null,"TOTAL\nPhosphorus"]
[]
[null,null,"Low-Density Residential ",null,null,null,1.61,null,0.191,null,null,null,"Agricultural - Citrus:    TN=2.240 TP=0.183",null,null,null,2.2400000000000002,null,0.183]
[null,null,"Single-Family",null,null,null,2.0699999999999998,null,0.32700000000000001,null,null,2,"Agricultural - General: TN=2.800 TP=0.487",null,null,null,2.8,null,0.48699999999999999]
[null,null,"Multi-Family",null,null,null,2.3199999999999998,null,0.52,null,null,null,"Agricultural - Pasture: TN=3.510TP=0.686",null,null,null,3.51,null,0.68600000000000005]
[null,null,"Low-Intensity Commercial",null,null,null,1.1299999999999999,null,0.188,null,null,null,"Agricultural - Row Crops: TN=2.650 TP=0.593 ",null,null,null,2.65,null,0.59299999999999997]
[null,null,"High-Intensity Commercial ",null,null,null,2.4,null,0.34499999999999997,null,null,null,"Conventional Roofs: TN=1.050 TP=0.120",null,null,null,1.05,null,0.12]
[null,null,"Light Industrial",null,null,null,1.2,null,0.26,null,null,null,"High-Intensity Commercial: TN=2.40 TP=0.345",null,null,null,2.4,null,0.34499999999999997]
[null,null,"Highway",null,null,null,1.52,null,0.2,null,null,null,"Highway: TN=1.520 TP=0.200",null,null,null,1.52,null,0.2]
[null,null,"Agricultural - Pasture",null,null,null,3.51,null,0.68600000000000005,null,null,null,"Light Industrial: TN=1.200 TP=0.260",null,null,null,1.2,null,0.26]
[null,null,"Agricultural - Citrus",null,null,null,2.2400000000000002,null,0.183,null,null,1,"Low-Density Residential: TN=1.610 TP= 0.191",null,null,null,1.61,null,0.191]
[null,null,"Agricultural - Row Crops",null,null,null,2.65,null,0.59299999999999997,null,null,null,"Low-Intensity Commercial: TN=1.13 TP=0.188",null,null,null,1.1299999999999999,null,0.188]
[null,null,"Agricultural - General Agriculture1",null,null,null,2.8,null,0.48699999999999999,null,null,null,"Mining / Extractive: TN=1.180 TP=0.150",null,null,null,1.18,null,0.15]
[null,null,"Undeveloped",null,null,null,1.1499999999999999,null,5.5E-2,null,null,null,"Multi-Family: TN=2.230 TP=0.520",null,null,null,2.3199999999999998,null,0.52]
[null,null,"Mining / Extractive",null,null,null,1.18,null,0.15,null,null,null,"Single-Family: TN=2.070 TP=0.327",null,null,null,2.0699999999999998,null,0.32700000000000001]
[null,null,"Conventional Roof tops",null,null,null,1.05,null,0.12,null,null,null,"Undeveloped - Dry Prairie: TN=1.950 TP=0.107",null,null,null,1.95,null,0.107]
[null,null,"1. Mean of pasture, citrus, and row crop land uses",null,null,null,null,null,null,null,null,null,"Undeveloped - Hydric Hammock: TN=1.072 TP=0.026",null,null,null,1.0720000000000001,null,2.5999999999999999E-2]
[null,null,null,null,null,null,null,null,null,null,null,null,"Undeveloped - Marl Prairie: TN=0.603 TP=0.010",null,null,null,0.60299999999999998,null,0.01]
[null,"FLUCCS Land use codes and relationship to Land Use Categories to determine EMCs",null,null,null,null,null,null,null,null,null,null,"Undeveloped - Mesic Flatwoods: TN=1.000 TP=0.034",null,null,null,1,null,3.4000000000000002E-2]
[null,"Excerpt from document titled “Refining the Indian River Lagoon TMDL – Technical Memorandum Report:  ",null,null,null,null,null,null,null,null,null,null,"Undeveloped - Mixed Hardwood: TN=0.288 TP=0.501",null,null,null,0.28799999999999998,null,0.501]
[null,"Assessment and Evaluation of Model Input Parameters” – Final Report; Prepared by Environmental Research & Design, Inc.; July 2013. ",null,null,null,null,null,null,null,null,null,null,"Undeveloped - Ruderal/Upland Pine: TN=1.318 TP=0.347",null,null,null,1.3180000000000001,null,0.34699999999999998]
[null," ",null,null,null,null,null,null,null,null,null,null,"Undeveloped - Scrubby Flatwoods: TN=1.023 TP=0.027 ",null,null,null,1.0229999999999999,null,2.7E-2]
[null," ",null,null,null,null,null,null,null,null,null,null,"Undeveloped - Upland Hardwood: TN=0.891 TP=0.269",null,null,null,0.89100000000000001,null,0.26900000000000002]
[null,"SUMMARY  OF  THE  LEVEL  III  FLUCCS  CODE  ASSIGNMENTS TO CONSOLIDATED  LAND  USE  CATEGORIES WITH EVENT MEAN CONCENTRATIONS",null,null,null,null,null,null,null,null,null,null,"Undeveloped - Upland Mixed: TN=0.676 TP=2.291",null,null,null,0.67600000000000005,null,2.2909999999999999]
[null," ",null,null,null,null,null,null,null,null,null,null,"Undeveloped - Wet Flatwoods: TN=1.175 TP=0.015",null,null,null,1.175,null,1.4999999999999999E-2]
[null,"FLUCCS CODE ","LAND  USE  DESCRIPTION ","GENERAL/ ","EMC",null,null,null,null,null,null,null,"Undeveloped - Wet Prairie: TN=0.776 TP=0.009",null,null,null,0.77600000000000002,null,8.9999999999999993E-3]
[null,null,null,"CONSOLIDATED LAND  USE ","LAND  USE",null,null,null,null,null,null,null,"Undeveloped - Xeric Hammock: TN=1.318 TP=2.816",null,null,null,1.3180000000000001,null,2.8159999999999998]
[null,null,null,null,"I.D.  NUMBER",null,null,null,null,null,null,null,"Undeveloped - Xeric Scrub: TN=1.158 TP=0.096",null,null,null,1.1579999999999999,null,9.6000000000000002E-2]
[null,2300,"Feeding Operations ","Agriculture ","AG - GENERAL",null,null,null,null,null,null,null,"Apopka Open Space/Recreation/Fallow Crop: TN=1.100 TP=0.50",null,null,null,1.1000000000000001,null,0.05]
[null,2310,"Cattle Feeding Operations ","Agriculture ","AG - GENERAL",null,null,null,null,null,null,null,"Apopka Forests/Abandoned Tree Crops: TN=1.250 TP=0.080",null,null,null,1.25,null,0.08]
[null,2320,"Poultry feeding operations ","Agriculture ","AG - GENERAL",null,null,null,null,null,null,null,"Undeveloped / Rangeland / Forest: TN=1.150 TP=0.055",null,null,null,1.1499999999999999,null,5.5E-2]
[null,2340,"Other feeding operations ","Agriculture ","AG - GENERAL"]
[null,2400,"Nurseries and Vineyards ","Agriculture ","AG - GENERAL"]
[null,2410,"Tree nurseries ","Agriculture ","AG - GENERAL"]
[null,2420,"Sod farms ","Agriculture ","AG - GENERAL"]
[null,2430,"Ornamentals ","Agriculture ","AG - GENERAL"]
[null,2431,"Shade ferns ","Agriculture ","AG - GENERAL"]
[null,2432,"Hammock ferns ","Agriculture ","AG - GENERAL"]
[null,2450,"Floriculture ","Agriculture ","AG - GENERAL"]
[null,2500,"Specialty Farms ","Agriculture ","AG - GENERAL"]
[null,2510,"Horse Farms ","Agriculture ","AG - GENERAL"]
[null,2520,"Dairies ","Agriculture ","AG - GENERAL"]
[null,2590,"Other Specialty Farms ","Agriculture ","AG - GENERAL"]
[null,2200,"Tree Crops ","Citrus ","AG - CITRUS"]
[null,2210,"Citrus groves ","Citrus ","AG - CITRUS"]
[null,2220,"Fruit Orchards ","Citrus ","AG - CITRUS"]
[null,1400,"Commercial and Services ","Commercial ","HIGH INTENSITY COMMERCIAL"]
[null,1410,"Retail Sales and Services ","Commercial ","HIGH INTENSITY COMMERCIAL"]
[null,1420,"Wholesale Sales and Services <Excluding warehouses associated with industrial use> ","Commercial ","LOW INTENSITY COMMERCIAL"]
[null,1430,"Professional Services ","Commercial ","LOW INTENSITY COMMERCIAL"]
[null,1440,"Cultural and Entertainment ","Commercial ","LOW INTENSITY COMMERCIAL"]
[null,1450,"Tourist Services ","Commercial ","HIGH INTENSITY COMMERCIAL"]
[null,1470,"Mixed Commercial and Services ","Commercial ","LOW INTENSITY COMMERCIAL"]
[null,1490,"Commercial and Services Under Construction ","Commercial ","LOW INTENSITY COMMERCIAL"]
[null,8130,"Bus and truck terminals ","Commercial ","HIGH INTENSITY COMMERCIAL"]
[null,8150,"Port facilities ","Commercial ","HIGH INTENSITY COMMERCIAL"]
[null,8160,"Canals and Locks ","Commercial ","LOW INTENSITY COMMERCIAL"]
[null,8180,"Auto parking facilities - when not directly related to other land uses ","Commercial ","LOW INTENSITY COMMERCIAL"]
[null,3100,"Herbaceous Dry Prairie ","Dry Prairie ","DRY PRAIRIE*"]
[null,3210,"Palmetto Prairies ","Dry Prairie ","DRY PRAIRIE*"]
[null,3211,"Palmetto-Oak Shrubland ","Dry Prairie ","DRY PRAIRIE*"]
[null,3212,"Dry Prairie ","Dry Prairie ","DRY PRAIRIE*"]
[null,3220,"Coastal Strand ","Dry Prairie ","DRY PRAIRIE*"]
[null,3300,"Mixed Rangeland ","Dry Prairie ","DRY PRAIRIE*"]
[null,1300,"Residential, High-Density ","High-Density Residential ","MULTI FAMILY RES"]
[null,1310,"Fixed Single Family Units ","High-Density Residential ","SINGLE FAMILY RES"]
[null,1330,"Residential, High-Density; Multiple Dwelling Units, Low Rise <Two stories or less> ","High-Density Residential ","MULTI FAMILY RES"]
[null,1340,"Residential, High-Density; Multiple Dwelling Units, High Rise <Three stories or more> ","High-Density Residential ","MULTI FAMILY RES"]
[null,1350,"Residential, High-Density; Mixed Units <Fixed and mobile Homes> ","High-Density Residential ","MULTI FAMILY RES"]
[null,1390,"High-Density Under Construction ","High-Density Residential ","MULTI FAMILY RES"]
[null,6181,"Cabbage palm hammock ","Hydric Hammock ","HYDRIC HAMMOCK*"]
[null,6182,"Cabbage palm savannah ","Hydric Hammock ","HYDRIC HAMMOCK*"]
[null,1460,"Oil and Gas Storage(except industrial use or manufacturing) ","Industrial ","INDUSTRIAL"]
[null,1500,"Industrial Under Construction ","Industrial ","INDUSTRIAL"]
[null,1510,"Food Processing ","Industrial ","INDUSTRIAL"]
[null,1520,"Timber Processing ","Industrial ","INDUSTRIAL"]
[null,1530,"Mineral Processing ","Industrial ","INDUSTRIAL"]
[null,1540,"Oil and Gas Processing ","Industrial ","INDUSTRIAL"]
[null,1550,"Other Light Industrial ","Industrial ","INDUSTRIAL"]
[null,1560,"Other Heavy Industrial ","Industrial ","INDUSTRIAL"]
[null,1561,"Ship Building and Repair ","Industrial ","INDUSTRIAL"]
[null,1562,"Pre-stressed concrete plants ","Industrial ","INDUSTRIAL"]
[null,1590,"Industrial Under Construction ","Industrial ","INDUSTRIAL"]
[null,2540,"Aquaculture ","Industrial ","INDUSTRIAL"]
[null,8200,"Communications ","Industrial ","INDUSTRIAL"]
[null,8220,"Communication Facilities ","Industrial ","INDUSTRIAL"]
[null,8300,"Utilities ","Industrial ","INDUSTRIAL"]
[null,8310,"Electrical power facilities ","Industrial ","INDUSTRIAL"]
[null,8330,"Water supply plants ","Industrial ","INDUSTRIAL"]
[null,8340,"Sewage Treatment ","Industrial ","INDUSTRIAL"]
[null,8350,"Solid waste disposal ","Industrial ","INDUSTRIAL"]
[null,8360,"Other treatment ponds ","Industrial ","INDUSTRIAL"]
[null,8390,"Utilities under construction ","Industrial ","INDUSTRIAL"]
[]
[null,"FLUCCS CODE ","LAND  USE  DESCRIPTION ","GENERAL/ ","CONSOLIDATED "]
[null,null,null,"CONSOLIDATED LAND  USE ","LAND  USE "]
[null,null,null,null,"I.D.  NUMBER "]
[null,1700,"Institutional (Educational, religious, health and military facilities) ","Institutional ","LOW INTENSITY COMMERCIAL"]
[null,1710,"Educational Facilities ","Institutional ","LOW INTENSITY COMMERCIAL"]
[null,1720,"Religious ","Institutional ","LOW INTENSITY COMMERCIAL"]
[null,1730,"Military ","Institutional ","LOW INTENSITY COMMERCIAL"]
[null,1740,"Medical and Health Care ","Institutional ","LOW INTENSITY COMMERCIAL"]
[null,1750,"Governmental ","Institutional ","LOW INTENSITY COMMERCIAL"]
[null,1770,"Other Institutional ","Institutional ","LOW INTENSITY COMMERCIAL"]
[null,1780,"Commercial Child Care ","Institutional ","LOW INTENSITY COMMERCIAL"]
[null,1790,"Institutional Under Construction ","Institutional ","LOW INTENSITY COMMERCIAL"]
[null,8110,"Airports ","Institutional ","LOW INTENSITY COMMERCIAL"]
[null,1100,"Residential, Low-Density-Less than two dwelling units/acre ","Low-Density Residential ","LOW DENSITY RES"]
[null,1110,"Fixed Single Family Units ","Low-Density Residential ","SINGLE FAMILY RES"]
[null,1180,"Residential, Rural < or = 0.5 dwelling units/acre ","Low-Density Residential ","LOW DENSITY RES"]
[null,1190,"Low-Density Under Construction ","Low-Density Residential ","LOW DENSITY RES"]
[null,1200,"Residential, Medium-Density (Two-five dwelling units per acre) ","Medium-Density Residential ","SFR OR MFR DEPENDING ON UNITS"]
[null,1210,"Fixed Single Family Units ","Medium-Density Residential ","SINGLE FAMILY RES"]
[null,1290,"Medium-Density Under Construction ","Medium-Density Residential ","SFR OR MFR DEPENDING ON UNITS"]
[null,6250,"Hydric pine flatwoods ","Mesic Flatwoods ","MESIC FLATWOODS*"]
[null,1600,"Extractive ","Mining ","MINING"]
[null,1610,"Strip Mines ","Mining ","MINING"]
[null,1611,"Clays ","Mining ","MINING"]
[null,1620,"Sand and Gravel Pits ","Mining ","MINING"]
[null,1632,"Limerock or dolomite quarries ","Mining ","MINING"]
[null,1633,"Phosphate quarries ","Mining ","MINING"]
[null,1650,"Reclaimed Land ","Mining ","MINING"]
[null,1660,"Holding Ponds ","Mining ","MINING"]
[null,1320,"Mobile Home Units ","High-Density Residential ","MULTI FAMILY RES"]
[null,1810,"Swimming Beach ","Open ","UNDEVELOPED"]
[null,1900,"Open Land ","Open ","UNDEVELOPED"]
[null,1920,"Inactive Land with street patterns but without structures ","Open ","UNDEVELOPED"]
[null,2600,"Other Open Lands - Rural ","Open ","UNDEVELOPED"]
[null,2610,"Fallow cropland ","Open ","UNDEVELOPED"]
[null,7100,"Beaches other than swimming beaches ","Open ","UNDEVELOPED"]
[null,7200,"Sand other than beaches ","Open ","UNDEVELOPED"]
[null,7340,"Exposed rocks ","Open ","UNDEVELOPED"]
[null,7400,"Disturbed land ","Open ","UNDEVELOPED"]
[null,7410,"Rural land in transition without positive indicators of intended activity ","Open ","UNDEVELOPED"]
[null,7430,"Spoil areas ","Open ","UNDEVELOPED"]
[null,8120,"Railroads ","Open ","UNDEVELOPED"]
[null,8320,"Electrical power transmission lines ","Open ","UNDEVELOPED"]
[null,9999,"(blank) ","Open ","UNDEVELOPED"]
[null,2110,"Improved Pasture ","Pasture ","PASTURE"]
[null,2120,"Unimproved Pastures ","Pasture ","PASTURE"]
[null,2130,"Woodland Pasture ","Pasture ","PASTURE"]
[null,1480,"Cemeteries ","Recreational 1 ","AVERAGE OF SFR + UNDEVELOPED"]
[null,1800,"Recreational ","Recreational 1 ","AVERAGE OF SFR + UNDEVELOPED"]
[null,1820,"Golf Course ","Recreational 1 ","AVERAGE OF SFR + UNDEVELOPED"]
[null,1840,"Marinas and Fish Camps ","Recreational 1 ","AVERAGE OF SFR + UNDEVELOPED"]
[null,8115,"Grass Airports ","Recreational 1 ","AVERAGE OF SFR + UNDEVELOPED"]
[null,1830,"Race Tracks(horse, dog, car, motorcycle) ","Recreational 2 ","AVERAGE OF MFR+UNDEVELOPPED"]
[null,1850,"Parks and Zoos ","Recreational 2 ","AVERAGE OF MFR+UNDEVELOPPED"]
[null,1860,"Community Recreational Facilities ","Recreational 2 ","AVERAGE OF MFR+UNDEVELOPPED"]
[null,1870,"Stadiums (not associated with high schools, colleges, or universities) ","Recreational 2 ","AVERAGE OF MFR+UNDEVELOPPED"]
[null,1890,"Other Recreational(Riding stables, go-cart tracks, skeet ranges, etc) ","Recreational 2 ","AVERAGE OF MFR+UNDEVELOPPED"]
[null,2140,"Row Crops ","Row Crops ","ROW CROPS"]
[null,2150,"Field Crops ","Row Crops ","ROW CROPS"]
[null,2160,"Mixed Crops ","Row Crops ","ROW CROPS"]
[null,2240,"Abandoned tree crops ","Ruderal ","RUDERAL UPLAND PINE*"]
[null,4220,"Brazilian Pepper ","Ruderal ","RUDERAL UPLAND PINE*"]
[null,4430,"Forest regeneration ","Ruderal ","RUDERAL UPLAND PINE*"]
[null,3200,"Shrub and Brushland ","Scrub ","SCRUBBY FLATWOODS*"]
[null,4130,"Sand pine ","Scrub ","XERIC SCRUB*"]
[null,8100,"Transportation ","Transportation ","HIGHWAY"]
[null,8140,"Roads and Highways ","Transportation ","HIGHWAY"]
[null,8191,"Highways ","Transportation ","HIGHWAY"]
[]
[null,"FLUCCS CODE ","LAND  USE  DESCRIPTION ","GENERAL/ ","CONSOLIDATED "]
[null,null,null,"CONSOLIDATED LAND  USE ","LAND  USE "]
[null,null,null,null,"I.D.  NUMBER "]
[null,4111,"Mesic longleaf pine flatwoods ","Upland Flatwoods ","MESIC FLATWOODS*"]
[null,4112,"Scrubby Pine flatwoods ","Upland Flatwoods ","MESIC FLATWOODS*"]
[null,4200,"Upland Hardwood Forest ","Upland Flatwoods ","MESIC FLATWOODS*"]
[null,4340,"Hardwood Conifer Mixed ","Upland Flatwoods ","MESIC FLATWOODS*"]
[null,4120,"Longleaf pine - xeric oak ","Upland Mixed ","UPLAND MIXED FOREST*"]
[null,4140,"Upland Mixed Forest ","Upland Mixed ","UPLAND MIXED FOREST*"]
[null,4270,"Maritime Hammock ","Upland Mixed ","UPLAND MIXED FOREST*"]
[null,4271,"Coastal Temperate Hammock ","Upland Mixed ","UPLAND MIXED FOREST*"]
[null,4272,"Prairie Hammock ","Upland Mixed ","UPLAND MIXED FOREST*"]
[null,4275,"Red Cedar- Cabbage Palm Hammock ","Upland Mixed ","UPLAND MIXED FOREST*"]
[null,4300,"Upland Hardwood Forests Continued ","Upland Mixed ","UPLAND MIXED FOREST*"]
[null,4400,"Tree Plantations ","Upland Mixed ","UPLAND MIXED FOREST*"]
[null,5474,"Spoil islands/coastal islands ","Upland Mixed ","UPLAND MIXED FOREST*"]
[null,5100,"Streams and waterways ","Water ","WATER"]
[null,5120,"Channelized waterways, canals ","Water ","WATER"]
[null,5200,"Lakes ","Water ","WATER"]
[null,5201,"Pond ","Water ","WATER"]
[null,5250,"Marshy Lakes ","Water ","WATER"]
[null,5300,"Reservoirs ","Water ","WATER"]
[null,5330,"Reservoirs larger >10 <100 acres ","water ","WATER"]
[null,5400,"Bays and estuaries ","Water ","WATER"]
[null,5410,"Embayments opening directly to the Gulf or Ocean ","Water ","WATER"]
[null,5430,"Enclosed saltwater ponds within a salt marsh ","Water ","WATER"]
[null,5500,"Major Springs ","Water ","WATER"]
[null,5600,"Slough Waters ","water ","WATER"]
[null,5710,"Atlantic Ocean ","Water ","WATER"]
[null,7420,"Borrow areas ","Water ","WATER"]
[null,8370,"Surface Water Collection Basin ","Water ","WATER"]
[null,4110,"Pine flatwoods ","Wet Flatwoods ","WET FLATWOODS*"]
[null,4113,"Hydric pine flatwoods ","Wet Flatwoods ","WET FLATWOODS*"]
[null,4260,"Tropical Hardwood Hammock ","Wet Flatwoods ","WET FLATWOODS*"]
[null,4280,"Cabbage palm ","Wet Flatwoods ","WET FLATWOODS*"]
[null,6172,"Mixed Shrubs ","Wet Prairies ","WET PRAIRIE*"]
[null,6430,"Wet prairies ","Wet Prairies ","WET PRAIRIE*"]
[null,6110,"Bay swamps ","Wetland ","WETLAND*"]
[null,6120,"Mangrove swamp ","Wetland ","WETLAND*"]
[null,6150,"Lowland Harwdood Forest/Swamp ","Wetland ","WETLAND*"]
[null,6151,"Willow Swamp ","Wetland ","WETLAND*"]
[null,6152,"Red Maple Swamp ","Wetland ","WETLAND*"]
[null,6153,"Shrub Swamp ","Wetland ","WETLAND*"]
[null,6170,"Mixed wetland hardwoods ","Wetland ","WETLAND*"]
[null,6210,"Cypress ","Wetland ","WETLAND*"]
[null,6220,"Pond pine ","Wetland ","WETLAND*"]
[null,6300,"Wetland Forested Mixed ","Wetland ","WETLAND*"]
[null,6400,"Freshwater marshes ","Wetland ","WETLAND*"]
[null,6410,"Freshwater marshes ","Wetland ","WETLAND*"]
[null,6411,"Sawgrass marsh ","Wetland ","WETLAND*"]
[null,6412,"Cattail marsh ","Wetland ","WETLAND*"]
[null,6414,"Graminoid marsh ","Wetland ","WETLAND*"]
[null,6416,"Flag marsh ","Wetland ","WETLAND*"]
[null,6420,"Saltwater marshes ","Wetland ","WETLAND*"]
[null,6423,"Low salt marsh ","Wetland ","WETLAND*"]
[null,6424,"High salt marsh ","Wetland ","WETLAND*"]
[null,6440,"Emergent aquatic vegetation ","Wetland ","WETLAND*"]
[null,6460,"Mixed scrub-shrub wetland ","Wetland ","WETLAND*"]
[null,6500,"Non-vegetated Wetland ","Wetland ","WETLAND*"]
[null,6510,"Tidal creek ","Wetland ","WETLAND*"]
[null,6200,"Wetland Coniferous Forest ","Wetland ","WETLAND*"]
[null,4210,"Xeric oak ","Xeric Hammock ","XERIC HAMMOCK*"]
[null,4321,"Xeric Oak Scrub ","Xeric Hammock ","XERIC HAMMOCK*"]
[null,4322,"Xeric Hammock ","Xeric Hammock ","XERIC HAMMOCK*"]
[null,4370,"Australian pine ","Xeric Hammock ","XERIC HAMMOCK*"]
[null,4410,"Coniferous pine ","Xeric Hammock ","XERIC HAMMOCK*"]
[null," "]
[null," *  CAN ALWAYS USE THE GENERAL UNDEVELOPED/RANGELAND/FOREST EMCS INSTEAD"]

{"sheet":"Appendix C","index":26,"n_rows":21,"n_cols":115,"rows_kept":21,"cut":false,"hidden":false,"merged":[[1,93,3,114],[1,1,3,22],[4,25,4,45],[4,48,4,68],[4,71,4,91],[4,94,4,114],[4,2,4,22],[1,24,3,45],[1,47,3,68],[1,70,3,91],[4,1,5,1],[4,24,5,24],[4,47,5,47],[4,70,5,70],[4,93,5,93],[23,25,26,32],[23,48,26,55],[23,71,26,78],[23,94,26,101],[23,1,26,8]]}
[null,null,1,2,3,4,5,6,7,8,9,10,11,12,13,14,15,16,17,18,19,20,21,null,null,22,23,24,25,26,27,28,29,30,31,32,33,34,35,36,37,38,39,40,41,42,null,null,43,44,45,46,47,48,49,50,51,52,53,54,55,56,57,58,59,60,61,62,63,null,null,64,65,66,67,68,69,70,71,72,73,74,75,76,77,78,79,80,81,82,83,84,null,null,85,86,87,88,89,90,91,92,93,94,95,96,97,98,99,100,101,102,103,104,105]
[null,"Zone 1\nMean Annual Runoff Coefficients (C Values) as a Function\nof DCIA Percentage and Non-DCIA Curve Number (CN)",null,null,null,null,null,null,null,null,null,null,null,null,null,null,null,null,null,null,null,null,null,null,"Zone 2\nMean Annual Runoff Coefficients (C Values) as a Function\nof DCIA Percentage and Non-DCIA Curve Number (CN)",null,null,null,null,null,null,null,null,null,null,null,null,null,null,null,null,null,null,null,null,null,null,"Zone 3\nMean Annual Runoff Coefficients (C Values) as a Function\nof DCIA Percentage and Non-DCIA Curve Number (CN)",null,null,null,null,null,null,null,null,null,null,null,null,null,null,null,null,null,null,null,null,null,null,"Zone 4\nMean Annual Runoff Coefficients (C Values) as a Function\nof DCIA Percentage and Non-DCIA Curve Number (CN)",null,null,null,null,null,null,null,null,null,null,null,null,null,null,null,null,null,null,null,null,null,null,"Zone 5\nMean Annual Runoff Coefficients (C Values) as a Function\nof DCIA Percentage and Non-DCIA Curve Number (CN)"]
[]
[]
[null,"NDCIA CN","Percent DCIA",null,null,null,null,null,null,null,null,null,null,null,null,null,null,null,null,null,null,null,null,null,"NDCIA CN","Percent DCIA",null,null,null,null,null,null,null,null,null,null,null,null,null,null,null,null,null,null,null,null,null,"NDCIA CN","Percent DCIA",null,null,null,null,null,null,null,null,null,null,null,null,null,null,null,null,null,null,null,null,null,"NDCIA CN","Percent DCIA",null,null,null,null,null,null,null,null,null,null,null,null,null,null,null,null,null,null,null,null,null,"NDCIA CN","Percent DCIA"]
[null,null,0,5,10,15,20,25,30,35,40,45,50,55,60,65,70,75,80,85,90,95,100,null,null,0,5,10,15,20,25,30,35,40,45,50,55,60,65,70,75,80,85,90,95,100,null,null,0,5,10,15,20,25,30,35,40,45,50,55,60,65,70,75,80,85,90,95,100,null,null,0,5,10,15,20,25,30,35,40,45,50,55,60,65,70,75,80,85,90,95,100,null,null,0,5,10,15,20,25,30,35,40,45,50,55,60,65,70,75,80,85,90,95,100]
[null,30,6.0000000000000001E-3,4.8000000000000001E-2,0.09,0.13200000000000001,0.17499999999999999,0.217,0.25900000000000001,0.30099999999999999,0.34300000000000003,0.38600000000000001,0.42799999999999999,0.47,0.51200000000000001,0.55400000000000005,0.59599999999999997,0.63900000000000001,0.68100000000000005,0.72299999999999998,0.76500000000000001,0.80700000000000005,0.84899999999999998,2,30,2E-3,4.2999999999999997E-2,8.3000000000000004E-2,0.123,0.16400000000000001,0.20399999999999999,0.24399999999999999,0.28499999999999998,0.32500000000000001,0.36599999999999999,0.40600000000000003,0.44600000000000001,0.48699999999999999,0.52700000000000002,0.56699999999999995,0.60799999999999998,0.64800000000000002,0.68799999999999994,0.72899999999999998,0.76900000000000002,0.80900000000000005,null,30,8.0000000000000002E-3,4.7E-2,8.6999999999999994E-2,0.126,0.16500000000000001,0.20499999999999999,0.24399999999999999,0.28299999999999997,0.32300000000000001,0.36199999999999999,0.40100000000000002,0.441,0.48,0.51900000000000002,0.55900000000000005,0.59799999999999998,0.63700000000000001,0.67700000000000005,0.71599999999999997,0.75600000000000001,0.79500000000000004,null,30,4.0000000000000001E-3,4.4999999999999998E-2,8.5999999999999993E-2,0.127,0.16800000000000001,0.20899999999999999,0.25,0.29099999999999998,0.33200000000000002,0.373,0.41399999999999998,0.45500000000000002,0.496,0.53600000000000003,0.57699999999999996,0.61799999999999999,0.65900000000000003,0.7,0.74099999999999999,0.78200000000000003,0.82299999999999995,null,30,8.0000000000000002E-3,4.8000000000000001E-2,8.7999999999999995E-2,0.128,0.16800000000000001,0.20799999999999999,0.248,0.28799999999999998,0.32800000000000001,0.36799999999999999,0.40799999999999997,0.44800000000000001,0.48799999999999999,0.52800000000000002,0.56799999999999995,0.60799999999999998,0.64800000000000002,0.68799999999999994,0.72799999999999998,0.76800000000000002,0.80800000000000005]
[null,35,8.9999999999999993E-3,5.0999999999999997E-2,9.2999999999999999E-2,0.13500000000000001,0.17699999999999999,0.219,0.26100000000000001,0.30299999999999999,0.34499999999999997,0.38700000000000001,0.42899999999999999,0.47099999999999997,0.51300000000000001,0.55500000000000005,0.59699999999999998,0.63900000000000001,0.68100000000000005,0.72299999999999998,0.76500000000000001,0.80700000000000005,0.84899999999999998,3,35,4.0000000000000001E-3,4.3999999999999997E-2,8.5000000000000006E-2,0.125,0.16500000000000001,0.20499999999999999,0.246,0.28599999999999998,0.32600000000000001,0.36599999999999999,0.40699999999999997,0.44700000000000001,0.48699999999999999,0.52800000000000002,0.56799999999999995,0.60799999999999998,0.64800000000000002,0.68899999999999995,0.72899999999999998,0.76900000000000002,0.80900000000000005,null,35,1.2E-2,5.0999999999999997E-2,0.09,0.129,0.16800000000000001,0.20699999999999999,0.247,0.28599999999999998,0.32500000000000001,0.36399999999999999,0.40300000000000002,0.442,0.48199999999999998,0.52100000000000002,0.56000000000000005,0.59899999999999998,0.63800000000000001,0.67700000000000005,0.71699999999999997,0.75600000000000001,0.79500000000000004,null,35,7.0000000000000001E-3,4.8000000000000001E-2,8.8999999999999996E-2,0.129,0.17,0.21099999999999999,0.252,0.29299999999999998,0.33300000000000002,0.374,0.41499999999999998,0.45600000000000002,0.497,0.53700000000000003,0.57799999999999996,0.61899999999999999,0.66,0.70099999999999996,0.74099999999999999,0.78200000000000003,0.82299999999999995,null,35,1.2E-2,5.1999999999999998E-2,9.1999999999999998E-2,0.13200000000000001,0.17100000000000001,0.21099999999999999,0.251,0.29099999999999998,0.33100000000000002,0.37,0.41,0.45,0.49,0.52900000000000003,0.56899999999999995,0.60899999999999999,0.64900000000000002,0.68899999999999995,0.72799999999999998,0.76800000000000002,0.80800000000000005]
[null,40,1.4E-2,5.6000000000000001E-2,9.8000000000000004E-2,0.13900000000000001,0.18099999999999999,0.223,0.26500000000000001,0.307,0.34799999999999998,0.39,0.432,0.47399999999999998,0.51500000000000001,0.55700000000000005,0.59899999999999998,0.64100000000000001,0.68200000000000005,0.72399999999999998,0.76600000000000001,0.80800000000000005,0.84899999999999998,4,40,7.0000000000000001E-3,4.7E-2,8.6999999999999994E-2,0.127,0.16700000000000001,0.20699999999999999,0.248,0.28799999999999998,0.32800000000000001,0.36799999999999999,0.40799999999999997,0.44800000000000001,0.48799999999999999,0.52800000000000002,0.56899999999999995,0.60899999999999999,0.64900000000000002,0.68899999999999995,0.72899999999999998,0.76900000000000002,0.80900000000000005,null,40,1.6E-2,5.5E-2,9.4E-2,0.13300000000000001,0.17199999999999999,0.21099999999999999,0.25,0.28899999999999998,0.32800000000000001,0.36699999999999999,0.40600000000000003,0.44500000000000001,0.48299999999999998,0.52200000000000002,0.56100000000000005,0.6,0.63900000000000001,0.67800000000000005,0.71699999999999997,0.75600000000000001,0.79500000000000004,null,40,1.0999999999999999E-2,5.0999999999999997E-2,9.1999999999999998E-2,0.13300000000000001,0.17299999999999999,0.214,0.254,0.29499999999999998,0.33600000000000002,0.376,0.41699999999999998,0.45800000000000002,0.498,0.53900000000000003,0.57899999999999996,0.62,0.66100000000000003,0.70099999999999996,0.74199999999999999,0.78200000000000003,0.82299999999999995,null,40,1.7999999999999999E-2,5.7000000000000002E-2,9.7000000000000003E-2,0.13600000000000001,0.17599999999999999,0.215,0.255,0.29399999999999998,0.33400000000000002,0.373,0.41299999999999998,0.45200000000000001,0.49199999999999999,0.53100000000000003,0.57099999999999995,0.61099999999999999,0.65,0.69,0.72899999999999998,0.76900000000000002,0.80800000000000005]
[null,45,0.02,6.2E-2,0.10299999999999999,0.14499999999999999,0.186,0.22800000000000001,0.26900000000000002,0.311,0.35199999999999998,0.39400000000000002,0.435,0.47599999999999998,0.51800000000000002,0.55900000000000005,0.60099999999999998,0.64200000000000002,0.68400000000000005,0.72499999999999998,0.76700000000000002,0.80800000000000005,0.84899999999999998,5,45,0.01,0.05,0.09,0.13,0.17,0.21,0.25,0.28999999999999998,0.33,0.37,0.41,0.45,0.49,0.53,0.56999999999999995,0.61,0.65,0.69,0.72899999999999998,0.76900000000000002,0.80900000000000005,null,45,2.1999999999999999E-2,6.0999999999999999E-2,9.9000000000000005E-2,0.13800000000000001,0.17699999999999999,0.215,0.254,0.29199999999999998,0.33100000000000002,0.37,0.40799999999999997,0.44700000000000001,0.48599999999999999,0.52400000000000002,0.56299999999999994,0.60199999999999998,0.64,0.67900000000000005,0.71799999999999997,0.75600000000000001,0.79500000000000004,null,45,1.6E-2,5.6000000000000001E-2,9.6000000000000002E-2,0.13700000000000001,0.17699999999999999,0.217,0.25800000000000001,0.29799999999999999,0.33900000000000002,0.379,0.41899999999999998,0.46,0.5,0.54,0.58099999999999996,0.621,0.66200000000000003,0.70199999999999996,0.74199999999999999,0.78300000000000003,0.82299999999999995,null,45,2.5000000000000001E-2,6.4000000000000001E-2,0.10299999999999999,0.14199999999999999,0.182,0.221,0.26,0.29899999999999999,0.33800000000000002,0.377,0.41699999999999998,0.45600000000000002,0.495,0.53400000000000003,0.57299999999999995,0.61199999999999999,0.65100000000000002,0.69099999999999995,0.73,0.76900000000000002,0.80800000000000005]
[null,50,2.9000000000000001E-2,7.0000000000000007E-2,0.111,0.152,0.193,0.23400000000000001,0.27500000000000002,0.316,0.35699999999999998,0.39800000000000002,0.439,0.48,0.52100000000000002,0.56200000000000006,0.60299999999999998,0.64400000000000002,0.68500000000000005,0.72599999999999998,0.76700000000000002,0.80800000000000005,0.84899999999999998,6,50,1.4999999999999999E-2,5.5E-2,9.5000000000000001E-2,0.13400000000000001,0.17399999999999999,0.214,0.254,0.29299999999999998,0.33300000000000002,0.373,0.41199999999999998,0.45200000000000001,0.49199999999999999,0.53100000000000003,0.57099999999999995,0.61099999999999999,0.65100000000000002,0.69,0.73,0.77,0.80900000000000005,null,50,2.9000000000000001E-2,6.7000000000000004E-2,0.105,0.14399999999999999,0.182,0.22,0.25900000000000001,0.29699999999999999,0.33500000000000002,0.374,0.41199999999999998,0.45,0.48799999999999999,0.52700000000000002,0.56499999999999995,0.60299999999999998,0.64200000000000002,0.68,0.71799999999999997,0.75700000000000001,0.79500000000000004,null,50,2.1999999999999999E-2,6.2E-2,0.10199999999999999,0.14199999999999999,0.182,0.222,0.26200000000000001,0.30199999999999999,0.34200000000000003,0.38200000000000001,0.42299999999999999,0.46300000000000002,0.503,0.54300000000000004,0.58299999999999996,0.623,0.66300000000000003,0.70299999999999996,0.74299999999999999,0.78300000000000003,0.82299999999999995,null,50,3.4000000000000002E-2,7.1999999999999995E-2,0.111,0.15,0.189,0.22700000000000001,0.26600000000000001,0.30499999999999999,0.34300000000000003,0.38200000000000001,0.42099999999999999,0.46,0.498,0.53700000000000003,0.57599999999999996,0.61399999999999999,0.65300000000000002,0.69199999999999995,0.73099999999999998,0.76900000000000002,0.80800000000000005]
[null,55,3.9E-2,7.9000000000000001E-2,0.12,0.161,0.20100000000000001,0.24199999999999999,0.28199999999999997,0.32300000000000001,0.36299999999999999,0.40400000000000003,0.44400000000000001,0.48499999999999999,0.52500000000000002,0.56599999999999995,0.60599999999999998,0.64700000000000002,0.68700000000000006,0.72799999999999998,0.76800000000000002,0.80900000000000005,0.84899999999999998,7,55,2.1999999999999999E-2,6.0999999999999999E-2,0.10100000000000001,0.14000000000000001,0.17899999999999999,0.219,0.25800000000000001,0.29799999999999999,0.33700000000000002,0.376,0.41599999999999998,0.45500000000000002,0.49399999999999999,0.53400000000000003,0.57299999999999995,0.61299999999999999,0.65200000000000002,0.69099999999999995,0.73099999999999998,0.77,0.80900000000000005,null,55,3.6999999999999998E-2,7.4999999999999997E-2,0.113,0.151,0.189,0.22700000000000001,0.26500000000000001,0.30199999999999999,0.34,0.378,0.41599999999999998,0.45400000000000001,0.49199999999999999,0.53,0.56799999999999995,0.60499999999999998,0.64300000000000002,0.68100000000000005,0.71899999999999997,0.75700000000000001,0.79500000000000004,null,55,0.03,7.0000000000000007E-2,0.109,0.14899999999999999,0.189,0.22800000000000001,0.26800000000000002,0.308,0.34699999999999998,0.38700000000000001,0.42699999999999999,0.46600000000000003,0.50600000000000001,0.54600000000000004,0.58499999999999996,0.625,0.66400000000000003,0.70399999999999996,0.74399999999999999,0.78300000000000003,0.82299999999999995,null,55,4.3999999999999997E-2,8.2000000000000003E-2,0.121,0.159,0.19700000000000001,0.23499999999999999,0.27300000000000002,0.312,0.35,0.38800000000000001,0.42599999999999999,0.46400000000000002,0.502,0.54100000000000004,0.57899999999999996,0.61699999999999999,0.65500000000000003,0.69299999999999995,0.73199999999999998,0.77,0.80800000000000005]
[null,60,5.1999999999999998E-2,9.1999999999999998E-2,0.13200000000000001,0.17199999999999999,0.21199999999999999,0.252,0.29099999999999998,0.33100000000000002,0.371,0.41099999999999998,0.45100000000000001,0.49099999999999999,0.53100000000000003,0.56999999999999995,0.61,0.65,0.69,0.73,0.77,0.81,0.84899999999999998,8,60,0.03,6.9000000000000006E-2,0.108,0.14699999999999999,0.186,0.22500000000000001,0.26400000000000001,0.30299999999999999,0.34200000000000003,0.38100000000000001,0.42,0.45900000000000002,0.498,0.53700000000000003,0.57599999999999996,0.61499999999999999,0.65400000000000003,0.69299999999999995,0.73099999999999998,0.77,0.80900000000000005,null,60,4.8000000000000001E-2,8.5000000000000006E-2,0.123,0.16,0.19700000000000001,0.23499999999999999,0.27200000000000002,0.309,0.34699999999999998,0.38400000000000001,0.42099999999999999,0.45900000000000002,0.496,0.53300000000000003,0.57099999999999995,0.60799999999999998,0.64500000000000002,0.68300000000000005,0.72,0.75800000000000001,0.79500000000000004,null,60,0.04,0.08,0.11899999999999999,0.158,0.19700000000000001,0.23599999999999999,0.27500000000000002,0.314,0.35299999999999998,0.39300000000000002,0.432,0.47099999999999997,0.51,0.54900000000000004,0.58799999999999997,0.627,0.66700000000000004,0.70599999999999996,0.745,0.78400000000000003,0.82299999999999995,null,60,5.7000000000000002E-2,9.5000000000000001E-2,0.13200000000000001,0.17,0.20699999999999999,0.245,0.28199999999999997,0.32,0.35699999999999998,0.39500000000000002,0.433,0.47,0.50800000000000001,0.54500000000000004,0.58299999999999996,0.62,0.65800000000000003,0.69499999999999995,0.73299999999999998,0.77,0.80800000000000005]
[null,65,6.9000000000000006E-2,0.108,0.14699999999999999,0.186,0.22500000000000001,0.26400000000000001,0.30299999999999999,0.34200000000000003,0.38100000000000001,0.42,0.45900000000000002,0.498,0.53700000000000003,0.57599999999999996,0.61499999999999999,0.65400000000000003,0.69299999999999995,0.73199999999999998,0.77100000000000002,0.81,0.84899999999999998,9,65,4.2000000000000003E-2,0.08,0.11899999999999999,0.157,0.19500000000000001,0.23400000000000001,0.27200000000000002,0.311,0.34899999999999998,0.38700000000000001,0.42599999999999999,0.46400000000000002,0.502,0.54100000000000004,0.57899999999999996,0.61799999999999999,0.65600000000000003,0.69399999999999995,0.73299999999999998,0.77100000000000002,0.80900000000000005,null,65,6.0999999999999999E-2,9.8000000000000004E-2,0.13400000000000001,0.17100000000000001,0.20799999999999999,0.24399999999999999,0.28100000000000003,0.318,0.35499999999999998,0.39100000000000001,0.42799999999999999,0.46500000000000002,0.501,0.53800000000000003,0.57499999999999996,0.61099999999999999,0.64800000000000002,0.68500000000000005,0.72099999999999997,0.75800000000000001,0.79500000000000004,null,65,5.3999999999999999E-2,9.1999999999999998E-2,0.13100000000000001,0.16900000000000001,0.20799999999999999,0.246,0.28499999999999998,0.32300000000000001,0.36199999999999999,0.4,0.438,0.47699999999999998,0.51500000000000001,0.55400000000000005,0.59199999999999997,0.63100000000000001,0.66900000000000004,0.70799999999999996,0.746,0.78500000000000003,0.82299999999999995,null,65,7.2999999999999995E-2,0.11,0.14699999999999999,0.183,0.22,0.25700000000000001,0.29399999999999998,0.33,0.36699999999999999,0.40400000000000003,0.441,0.47699999999999998,0.51400000000000001,0.55100000000000005,0.58799999999999997,0.624,0.66100000000000003,0.69799999999999995,0.73499999999999999,0.77100000000000002,0.80800000000000005]
[null,70,9.1999999999999998E-2,0.13,0.16700000000000001,0.20499999999999999,0.24299999999999999,0.28100000000000003,0.31900000000000001,0.35699999999999998,0.39500000000000002,0.433,0.47099999999999997,0.50800000000000001,0.54600000000000004,0.58399999999999996,0.622,0.66,0.69799999999999995,0.73599999999999999,0.77400000000000002,0.81200000000000006,0.84899999999999998,10,70,5.7000000000000002E-2,9.5000000000000001E-2,0.13300000000000001,0.17,0.20799999999999999,0.245,0.28299999999999997,0.32100000000000001,0.35799999999999998,0.39600000000000002,0.433,0.47099999999999997,0.50900000000000001,0.54600000000000004,0.58399999999999996,0.621,0.65900000000000003,0.69699999999999995,0.73399999999999999,0.77200000000000002,0.80900000000000005,null,70,7.8E-2,0.114,0.14899999999999999,0.185,0.221,0.25700000000000001,0.29299999999999998,0.32900000000000001,0.36499999999999999,0.4,0.436,0.47199999999999998,0.50800000000000001,0.54400000000000004,0.57999999999999996,0.61599999999999999,0.65100000000000002,0.68700000000000006,0.72299999999999998,0.75900000000000001,0.79500000000000004,null,70,7.0999999999999994E-2,0.109,0.14699999999999999,0.184,0.222,0.25900000000000001,0.29699999999999999,0.33500000000000002,0.372,0.41,0.44700000000000001,0.48499999999999999,0.52200000000000002,0.56000000000000005,0.59799999999999998,0.63500000000000001,0.67300000000000004,0.71,0.748,0.78500000000000003,0.82299999999999995,null,70,9.2999999999999999E-2,0.129,0.16500000000000001,0.20100000000000001,0.23599999999999999,0.27200000000000002,0.308,0.34399999999999997,0.379,0.41499999999999998,0.45100000000000001,0.48599999999999999,0.52200000000000002,0.55800000000000005,0.59399999999999997,0.629,0.66500000000000004,0.70099999999999996,0.73699999999999999,0.77200000000000002,0.80800000000000005]
[null,75,0.121,0.158,0.19400000000000001,0.23,0.26700000000000002,0.30299999999999999,0.34,0.376,0.41199999999999998,0.44900000000000001,0.48499999999999999,0.52200000000000002,0.55800000000000005,0.59499999999999997,0.63100000000000001,0.66700000000000004,0.70399999999999996,0.74,0.77700000000000002,0.81299999999999994,0.84899999999999998,11,75,7.9000000000000001E-2,0.11600000000000001,0.152,0.189,0.22500000000000001,0.26200000000000001,0.29799999999999999,0.33500000000000002,0.371,0.40799999999999997,0.44400000000000001,0.48099999999999998,0.51700000000000002,0.55400000000000005,0.59,0.627,0.66300000000000003,0.7,0.73599999999999999,0.77300000000000002,0.80900000000000005,null,75,0.1,0.13500000000000001,0.17,0.20399999999999999,0.23899999999999999,0.27400000000000002,0.308,0.34300000000000003,0.378,0.41299999999999998,0.44700000000000001,0.48199999999999998,0.51700000000000002,0.55200000000000005,0.58599999999999997,0.621,0.65600000000000003,0.69099999999999995,0.72499999999999998,0.76,0.79500000000000004,null,75,9.6000000000000002E-2,0.13200000000000001,0.16800000000000001,0.20499999999999999,0.24099999999999999,0.27700000000000002,0.314,0.35,0.38700000000000001,0.42299999999999999,0.45900000000000002,0.496,0.53200000000000003,0.56799999999999995,0.60499999999999998,0.64100000000000001,0.67800000000000005,0.71399999999999997,0.75,0.78700000000000003,0.82299999999999995,null,75,0.12,0.155,0.189,0.223,0.25800000000000001,0.29199999999999998,0.32700000000000001,0.36099999999999999,0.39500000000000002,0.43,0.46400000000000002,0.498,0.53300000000000003,0.56699999999999995,0.60199999999999998,0.63600000000000001,0.67,0.70499999999999996,0.73899999999999999,0.77400000000000002,0.80800000000000005]
[null,80,0.16200000000000001,0.19600000000000001,0.23,0.26500000000000001,0.29899999999999999,0.33400000000000002,0.36799999999999999,0.40200000000000002,0.437,0.47099999999999997,0.50600000000000001,0.54,0.57399999999999995,0.60899999999999999,0.64300000000000002,0.67800000000000005,0.71199999999999997,0.746,0.78100000000000003,0.81499999999999995,0.84899999999999998,12,80,0.111,0.14599999999999999,0.18099999999999999,0.216,0.251,0.28499999999999998,0.32,0.35499999999999998,0.39,0.42499999999999999,0.46,0.495,0.53,0.56499999999999995,0.6,0.63500000000000001,0.67,0.70499999999999996,0.74,0.77400000000000002,0.80900000000000005,null,80,0.13100000000000001,0.16400000000000001,0.19700000000000001,0.23100000000000001,0.26400000000000001,0.29699999999999999,0.33,0.36299999999999999,0.39700000000000002,0.43,0.46300000000000002,0.496,0.52900000000000003,0.56200000000000006,0.59599999999999997,0.629,0.66200000000000003,0.69499999999999995,0.72799999999999998,0.76200000000000001,0.79500000000000004,null,80,0.13,0.16500000000000001,0.19900000000000001,0.23400000000000001,0.26800000000000002,0.30299999999999999,0.33800000000000002,0.372,0.40699999999999997,0.442,0.47599999999999998,0.51100000000000001,0.54600000000000004,0.57999999999999996,0.61499999999999999,0.65,0.68400000000000005,0.71899999999999997,0.754,0.78800000000000003,0.82299999999999995,null,80,0.157,0.189,0.222,0.254,0.28699999999999998,0.31900000000000001,0.35199999999999998,0.38500000000000001,0.41699999999999998,0.45,0.48199999999999998,0.51500000000000001,0.54700000000000004,0.57999999999999996,0.61299999999999999,0.64500000000000002,0.67800000000000005,0.71,0.74299999999999999,0.77500000000000002,0.80800000000000005]
[null,85,0.22,0.252,0.28299999999999997,0.315,0.34599999999999997,0.378,0.40899999999999997,0.441,0.47199999999999998,0.503,0.53500000000000003,0.56599999999999995,0.59799999999999998,0.629,0.66100000000000003,0.69199999999999995,0.72399999999999998,0.755,0.78700000000000003,0.81799999999999995,0.84899999999999998,13,85,0.16,0.192,0.22500000000000001,0.25700000000000001,0.28999999999999998,0.32200000000000001,0.35499999999999998,0.38700000000000001,0.42,0.45200000000000001,0.48499999999999999,0.51700000000000002,0.55000000000000004,0.58199999999999996,0.61399999999999999,0.64700000000000002,0.67900000000000005,0.71199999999999997,0.74399999999999999,0.77700000000000002,0.80900000000000005,null,85,0.17699999999999999,0.20799999999999999,0.23899999999999999,0.26900000000000002,0.3,0.33100000000000002,0.36199999999999999,0.39300000000000002,0.42399999999999999,0.45500000000000002,0.48599999999999999,0.51700000000000002,0.54800000000000004,0.57899999999999996,0.60899999999999999,0.64,0.67100000000000004,0.70199999999999996,0.73299999999999998,0.76400000000000001,0.79500000000000004,null,85,0.182,0.214,0.246,0.27800000000000002,0.31,0.34200000000000003,0.374,0.40600000000000003,0.438,0.47,0.502,0.53400000000000003,0.56599999999999995,0.59899999999999998,0.63100000000000001,0.66300000000000003,0.69499999999999995,0.72699999999999998,0.75900000000000001,0.79100000000000004,0.82299999999999995,null,85,0.20899999999999999,0.23899999999999999,0.26900000000000002,0.29899999999999999,0.32900000000000001,0.35899999999999999,0.38900000000000001,0.41899999999999998,0.44900000000000001,0.47899999999999998,0.50900000000000001,0.53800000000000003,0.56799999999999995,0.59799999999999998,0.628,0.65800000000000003,0.68799999999999994,0.71799999999999997,0.748,0.77800000000000002,0.80800000000000005]
[null,90,0.312,0.33900000000000002,0.36599999999999999,0.39300000000000002,0.41899999999999998,0.44600000000000001,0.47299999999999998,0.5,0.52700000000000002,0.55400000000000005,0.58099999999999996,0.60799999999999998,0.63400000000000001,0.66100000000000003,0.68799999999999994,0.71499999999999997,0.74199999999999999,0.76900000000000002,0.79600000000000004,0.82299999999999995,0.84899999999999998,14,90,0.24199999999999999,0.27,0.29899999999999999,0.32700000000000001,0.35499999999999998,0.38400000000000001,0.41199999999999998,0.44,0.46899999999999997,0.497,0.52600000000000002,0.55400000000000005,0.58199999999999996,0.61099999999999999,0.63900000000000001,0.66700000000000004,0.69599999999999995,0.72399999999999998,0.753,0.78100000000000003,0.80900000000000005,null,90,0.252,0.27900000000000003,0.30599999999999999,0.33300000000000002,0.36,0.38800000000000001,0.41499999999999998,0.442,0.46899999999999997,0.496,0.52300000000000002,0.55000000000000004,0.57799999999999996,0.60499999999999998,0.63200000000000001,0.65900000000000003,0.68600000000000005,0.71299999999999997,0.74099999999999999,0.76800000000000002,0.79500000000000004,null,90,0.26600000000000001,0.29399999999999998,0.32200000000000001,0.35,0.378,0.40600000000000003,0.433,0.46100000000000002,0.48899999999999999,0.51700000000000002,0.54500000000000004,0.57299999999999995,0.6,0.628,0.65600000000000003,0.68400000000000005,0.71199999999999997,0.74,0.76700000000000002,0.79500000000000004,0.82299999999999995,null,90,0.29199999999999998,0.318,0.34300000000000003,0.36899999999999999,0.39500000000000002,0.42099999999999999,0.44700000000000001,0.47199999999999998,0.498,0.52400000000000002,0.55000000000000004,0.57599999999999996,0.60199999999999998,0.627,0.65300000000000002,0.67900000000000005,0.70499999999999996,0.73099999999999998,0.75600000000000001,0.78200000000000003,0.80800000000000005]
[null,95,0.47799999999999998,0.496,0.51500000000000001,0.53300000000000003,0.55200000000000005,0.57099999999999995,0.58899999999999997,0.60799999999999998,0.626,0.64500000000000002,0.66400000000000003,0.68200000000000005,0.70099999999999996,0.71899999999999997,0.73799999999999999,0.75700000000000001,0.77500000000000002,0.79400000000000004,0.81200000000000006,0.83099999999999996,0.84899999999999998,15,95,0.40400000000000003,0.42399999999999999,0.44400000000000001,0.46400000000000002,0.48499999999999999,0.505,0.52500000000000002,0.54600000000000004,0.56599999999999995,0.58599999999999997,0.60599999999999998,0.627,0.64700000000000002,0.66700000000000004,0.68799999999999994,0.70799999999999996,0.72799999999999998,0.749,0.76900000000000002,0.78900000000000003,0.80900000000000005,null,95,0.39900000000000002,0.41899999999999998,0.439,0.45800000000000002,0.47799999999999998,0.498,0.51800000000000002,0.53800000000000003,0.55700000000000005,0.57699999999999996,0.59699999999999998,0.61699999999999999,0.63700000000000001,0.65600000000000003,0.67600000000000005,0.69599999999999995,0.71599999999999997,0.73499999999999999,0.755,0.77500000000000002,0.79500000000000004,null,95,0.42899999999999999,0.44900000000000001,0.46899999999999997,0.48799999999999999,0.50800000000000001,0.52800000000000002,0.54700000000000004,0.56699999999999995,0.58699999999999997,0.60599999999999998,0.626,0.64600000000000002,0.66500000000000004,0.68500000000000005,0.70499999999999996,0.72499999999999998,0.74399999999999999,0.76400000000000001,0.78400000000000003,0.80300000000000005,0.82299999999999995,null,95,0.44500000000000001,0.46400000000000002,0.48199999999999998,0.5,0.51800000000000002,0.53600000000000003,0.55400000000000005,0.57199999999999995,0.59,0.60899999999999999,0.627,0.64500000000000002,0.66300000000000003,0.68100000000000005,0.69899999999999995,0.71699999999999997,0.73599999999999999,0.754,0.77200000000000002,0.79,0.80800000000000005]
[null,98,0.65600000000000003,0.66600000000000004,0.67600000000000005,0.68500000000000005,0.69499999999999995,0.70499999999999996,0.71399999999999997,0.72399999999999998,0.73399999999999999,0.74299999999999999,0.753,0.76300000000000001,0.77200000000000002,0.78200000000000003,0.79200000000000004,0.80100000000000005,0.81100000000000005,0.82099999999999995,0.83,0.84,0.84899999999999998,16,98,0.59499999999999997,0.60499999999999998,0.61599999999999999,0.627,0.63800000000000001,0.64800000000000002,0.65900000000000003,0.67,0.68,0.69099999999999995,0.70199999999999996,0.71299999999999997,0.72299999999999998,0.73399999999999999,0.745,0.75600000000000001,0.76600000000000001,0.77700000000000002,0.78800000000000003,0.79900000000000004,0.80900000000000005,null,98,0.57799999999999996,0.58899999999999997,0.6,0.61099999999999999,0.622,0.63300000000000001,0.64300000000000002,0.65400000000000003,0.66500000000000004,0.67600000000000005,0.68700000000000006,0.69699999999999995,0.70799999999999996,0.71899999999999997,0.73,0.74099999999999999,0.752,0.76200000000000001,0.77300000000000002,0.78400000000000003,0.79500000000000004,null,98,0.61599999999999999,0.626,0.63600000000000001,0.64700000000000002,0.65700000000000003,0.66700000000000004,0.67800000000000005,0.68799999999999994,0.69899999999999995,0.70899999999999996,0.71899999999999997,0.73,0.74,0.75,0.76100000000000001,0.77100000000000002,0.78200000000000003,0.79200000000000004,0.80200000000000005,0.81299999999999994,0.82299999999999995,null,98,0.61399999999999999,0.624,0.63300000000000001,0.64300000000000002,0.65300000000000002,0.66200000000000003,0.67200000000000004,0.68200000000000005,0.69199999999999995,0.70099999999999996,0.71099999999999997,0.72099999999999997,0.73,0.74,0.75,0.76,0.76900000000000002,0.77900000000000003,0.78900000000000003,0.79800000000000004,0.80800000000000005]

{"sheet":"Appendix D","index":27,"n_rows":336,"n_cols":110,"rows_kept":336,"cut":false,"hidden":false,"merged":[[316,89,318,109],[319,90,319,109],[253,89,255,109],[256,90,256,109],[274,89,276,109],[277,90,277,109],[295,89,297,109],[298,90,298,109],[232,89,234,109],[235,90,235,109],[1,89,3,109],[4,90,4,109],[22,89,24,109],[25,90,25,109],[214,90,214,109],[169,89,171,109],[190,89,192,109],[193,90,193,109],[43,89,45,109],[172,90,172,109],[64,89,66,109],[67,90,67,109],[85,89,87,109],[88,90,88,109],[46,90,46,109],[127,89,129,109],[211,89,213,109],[151,90,151,109],[106,89,108,109],[109,90,109,109],[130,90,130,109],[148,89,150,109],[253,23,255,43],[193,24,193,43],[193,46,193,65],[211,45,213,65],[235,68,235,87],[211,67,213,87],[193,68,193,87],[214,68,214,87],[232,67,234,87],[211,23,213,43],[214,24,214,43],[253,67,255,87],[253,45,255,65],[319,24,319,43],[298,46,298,65],[316,45,318,65],[316,23,318,43],[298,24,298,43],[295,23,297,43],[295,45,297,65],[256,24,256,43],[277,24,277,43],[274,23,276,43],[274,45,276,65],[256,68,256,87],[274,67,276,87],[319,46,319,65],[256,46,256,65],[319,68,319,87],[298,68,298,87],[316,67,318,87],[277,68,277,87],[295,67,297,87],[277,46,277,65],[169,67,171,87],[172,68,172,87],[190,67,192,87],[235,46,235,65],[232,45,234,65],[190,45,192,65],[214,46,214,65],[190,23,192,43],[172,46,172,65],[169,45,171,65],[232,23,234,43],[235,24,235,43],[130,46,130,65],[148,45,150,65],[151,46,151,65],[127,67,129,87],[109,24,109,43],[148,67,150,87],[127,45,129,65],[46,68,46,87],[64,67,66,87],[67,68,67,87],[85,67,87,87],[88,68,88,87],[106,67,108,87],[109,68,109,87],[130,68,130,87],[151,68,151,87],[25,68,25,87],[22,45,24,65],[43,1,45,21],[46,2,46,21],[1,1,3,21],[4,2,4,21],[1,23,3,43],[4,24,4,43],[25,2,25,21],[4,46,4,65],[22,1,24,21],[4,68,4,87],[25,24,25,43],[1,45,3,65],[25,46,25,65],[1,67,3,87],[22,23,24,43],[43,23,45,43],[43,67,45,87],[22,67,24,87],[319,2,319,21],[214,2,214,21],[235,2,235,21],[256,2,256,21],[277,2,277,21],[316,1,318,21],[298,2,298,21],[67,24,67,43],[43,45,45,65],[88,46,88,65],[88,24,88,43],[46,24,46,43],[46,46,46,65],[85,45,87,65],[127,1,129,21],[64,1,66,21],[169,23,171,43],[172,24,172,43],[127,23,129,43],[148,23,150,43],[130,24,130,43],[151,24,151,43],[106,45,108,65],[109,46,109,65],[109,2,109,21],[85,1,87,21],[67,2,67,21],[106,1,108,21],[88,2,88,21],[64,45,66,65],[64,23,66,43],[85,23,87,43],[67,46,67,65],[106,23,108,43],[130,2,130,21],[151,2,151,21],[169,1,171,21],[190,1,192,21],[172,2,172,21],[148,1,150,21],[211,1,213,21],[193,2,193,21],[295,1,297,21],[232,1,234,21],[274,1,276,21],[253,1,255,21]]}
[null,null,1,2,3,4,5,6,7,8,9,10,11,12,13,14,15,16,17,18,19,20,null,null,21,22,23,24,25,26,27,28,29,30,31,32,33,34,35,36,37,38,39,40,null,null,41,42,43,44,45,46,47,48,49,50,51,52,53,54,55,56,57,58,59,60,null,null,61,62,63,64,65,66,67,68,69,70,71,72,73,74,75,76,77,78,79,80,null,null,81,82,83,84,85,86,87,88,89,90,91,92,93,94,95,96,97,98,99,100]
[null,"Mean Annual Mass Removal Efficiencies for 0.25-inches of Retention for Zone 1",null,null,null,null,null,null,null,null,null,null,null,null,null,null,null,null,null,null,null,null,null,"Mean Annual Mass Removal Efficiencies for 0.25-inches of Retention for Zone 2",null,null,null,null,null,null,null,null,null,null,null,null,null,null,null,null,null,null,null,null,null,"Mean Annual Mass Removal Efficiencies for 0.25-inches of Retention for Zone 3",null,null,null,null,null,null,null,null,null,null,null,null,null,null,null,null,null,null,null,null,null,"Mean Annual Mass Removal Efficiencies for 0.25-inches of Retention for Zone 4",null,null,null,null,null,null,null,null,null,null,null,null,null,null,null,null,null,null,null,null,null,"Mean Annual Mass Removal Efficiencies for 0.25-inches of Retention for Zone 5"]
[]
[]
[null,"NDCIA CN","Percent DCIA",null,null,null,null,null,null,null,null,null,null,null,null,null,null,null,null,null,null,null,null,"NDCIA CN","Percent DCIA",null,null,null,null,null,null,null,null,null,null,null,null,null,null,null,null,null,null,null,null,"NDCIA CN","Percent DCIA",null,null,null,null,null,null,null,null,null,null,null,null,null,null,null,null,null,null,null,null,"NDCIA CN","Percent DCIA",null,null,null,null,null,null,null,null,null,null,null,null,null,null,null,null,null,null,null,null,"NDCIA CN","Percent DCIA"]
[null,null,5,10,15,20,25,30,35,40,45,50,55,60,65,70,75,80,85,90,95,100,null,null,5,10,15,20,25,30,35,40,45,50,55,60,65,70,75,80,85,90,95,100,null,null,5,10,15,20,25,30,35,40,45,50,55,60,65,70,75,80,85,90,95,100,null,null,5,10,15,20,25,30,35,40,45,50,55,60,65,70,75,80,85,90,95,100,null,null,5,10,15,20,25,30,35,40,45,50,55,60,65,70,75,80,85,90,95,100]
[null,30,86.2,81.3,73.3,65.5,58.7,53,48.3,44.2,40.799999999999997,37.9,35.299999999999997,33.1,31.1,29.4,27.8,26.4,25.1,24,22.9,21.9,null,30,94.4,90.4,83,75.099999999999994,68,61.9,56.6,52.1,48.3,44.9,42,39.4,37.200000000000003,35.1,33.299999999999997,31.7,30.2,28.8,27.6,26.4,null,30,82.7,81.2,75.5,69.3,63.6,58.6,54.2,50.4,47,44.1,41.4,39.1,37.1,35.200000000000003,33.5,32,30.6,29.3,28.1,27,null,30,90.1,86.6,79.2,71.400000000000006,64.5,58.6,53.5,49.2,45.5,42.3,39.5,37.1,34.9,33,31.3,29.7,28.3,27.1,25.9,24.8,null,30,83,80.8,74.099999999999994,67,60.7,55.3,50.7,46.8,43.4,40.4,37.799999999999997,35.5,33.5,31.7,30.1,28.6,27.3,26.1,25,24]
[null,35,81.599999999999994,78.7,71.7,64.5,58,52.5,47.9,44,40.6,37.700000000000003,35.200000000000003,33,31,29.3,27.8,26.4,25.1,23.9,22.9,21.9,null,35,91.8,88.8,82,74.5,67.599999999999994,61.5,56.4,51.9,48.1,44.8,41.9,39.4,37.1,35.1,33.299999999999997,31.7,30.2,28.8,27.6,26.4,null,35,77.8,78.2,73.599999999999994,68,62.7,58,53.7,50,46.8,43.9,41.3,39,37,35.1,33.4,31.9,30.5,29.2,28.1,27,null,35,86.2,84.3,77.8,70.5,63.9,58.2,53.2,49,45.3,42.2,39.4,37,34.9,33,31.2,29.7,28.3,27,25.9,24.8,null,35,77.3,77.400000000000006,72,65.599999999999994,59.8,54.7,50.2,46.4,43.1,40.200000000000003,37.6,35.4,33.4,31.6,30,28.6,27.3,26.1,25,24]
[null,40,76.400000000000006,75.5,69.599999999999994,63.1,57.1,51.9,47.4,43.6,40.299999999999997,37.5,35,32.9,30.9,29.2,27.7,26.3,25.1,23.9,22.9,21.9,null,40,88.2,86.6,80.599999999999994,73.5,66.900000000000006,61.1,56,51.7,47.9,44.7,41.8,39.299999999999997,37.1,35,33.200000000000003,31.6,30.2,28.8,27.6,26.4,null,40,72.7,74.900000000000006,71.5,66.599999999999994,61.7,57.2,53.2,49.6,46.4,43.6,41.1,38.9,36.799999999999997,35,33.4,31.9,30.5,29.2,28.1,27,null,40,81.599999999999994,81.5,75.900000000000006,69.3,63.1,57.6,52.8,48.7,45.1,42,39.299999999999997,36.9,34.799999999999997,32.9,31.2,29.7,28.3,27,25.9,24.8,null,40,71.3,73.5,69.400000000000006,63.9,58.6,53.8,49.6,45.9,42.7,39.9,37.4,35.200000000000003,33.299999999999997,31.5,30,28.5,27.3,26.1,25,24]
[null,45,70.7,71.7,67.2,61.4,55.9,51,46.8,43.1,40,37.200000000000003,34.799999999999997,32.700000000000003,30.8,29.1,27.6,26.3,25,23.9,22.9,21.9,null,45,83.9,83.8,78.7,72.3,66.099999999999994,60.4,55.6,51.4,47.7,44.5,41.7,39.200000000000003,37,35,33.200000000000003,31.6,30.1,28.8,27.6,26.4,null,45,67.3,71.3,69,64.900000000000006,60.5,56.3,52.5,49.1,46,43.3,40.9,38.700000000000003,36.700000000000003,34.9,33.299999999999997,31.8,30.5,29.2,28.1,27,null,45,76.5,78.099999999999994,73.7,67.8,62,56.8,52.2,48.2,44.8,41.8,39.1,36.799999999999997,34.700000000000003,32.799999999999997,31.1,29.6,28.3,27,25.9,24.8,null,45,65.3,69.3,66.5,61.9,57.2,52.8,48.8,45.3,42.3,39.6,37.1,35,33.1,31.4,29.9,28.5,27.2,26,25,24]
[null,50,64.7,67.5,64.2,59.4,54.5,50,46,42.6,39.5,36.9,34.6,32.5,30.7,29,27.5,26.2,25,23.9,22.9,21.9,null,50,78.8,80.400000000000006,76.400000000000006,70.7,64.900000000000006,59.6,55,50.9,47.3,44.2,41.5,39,36.799999999999997,34.9,33.1,31.5,30.1,28.8,27.6,26.4,null,50,61.8,67.400000000000006,66.3,62.9,59.1,55.3,51.7,48.5,45.6,42.9,40.6,38.5,36.5,34.799999999999997,33.200000000000003,31.7,30.4,29.2,28,27,null,50,71,74.2,71,65.900000000000006,60.7,55.8,51.5,47.7,44.4,41.4,38.9,36.6,34.5,32.700000000000003,31.1,29.6,28.2,27,25.9,24.8,null,50,59.6,64.8,63.4,59.6,55.5,51.6,47.9,44.7,41.7,39.200000000000003,36.799999999999997,34.799999999999997,32.9,31.3,29.8,28.4,27.2,26,25,24]
[null,55,58.6,62.8,60.9,57,52.7,48.7,45.1,41.8,39,36.5,34.200000000000003,32.299999999999997,30.5,28.9,27.4,26.1,24.9,23.9,22.9,21.9,null,55,73.2,76.400000000000006,73.599999999999994,68.7,63.5,58.6,54.2,50.3,46.9,43.9,41.2,38.799999999999997,36.700000000000003,34.799999999999997,33,31.5,30.1,28.7,27.5,26.4,null,55,56.5,63.2,63.2,60.7,57.4,54,50.8,47.8,45,42.5,40.200000000000003,38.200000000000003,36.299999999999997,34.6,33.1,31.7,30.4,29.1,28,27,null,55,65.3,69.900000000000006,67.900000000000006,63.7,59.1,54.7,50.6,47,43.8,41.1,38.5,36.299999999999997,34.4,32.6,31,29.5,28.2,27,25.8,24.8,null,55,54,60.2,59.9,57.1,53.7,50.2,46.9,43.9,41.1,38.700000000000003,36.5,34.5,32.700000000000003,31.1,29.6,28.3,27.1,26,24.9,24]
[null,60,52.8,57.8,57.1,54.2,50.7,47.1,43.9,40.9,38.299999999999997,35.9,33.799999999999997,31.9,30.2,28.7,27.3,26,24.9,23.8,22.8,21.9,null,60,67.400000000000006,71.8,70.2,66.3,61.7,57.3,53.2,49.6,46.3,43.4,40.799999999999997,38.6,36.5,34.6,32.9,31.4,30,28.7,27.5,26.4,null,60,51.5,58.8,59.9,58.2,55.5,52.6,49.7,46.9,44.3,42,39.799999999999997,37.9,36.1,34.4,32.9,31.6,30.3,29.1,28,27,null,60,59.7,65.2,64.400000000000006,61.2,57.2,53.2,49.6,46.2,43.2,40.6,38.200000000000003,36.1,34.1,32.4,30.8,29.4,28.1,26.9,25.8,24.8,null,60,49,55.7,56.3,54.4,51.6,48.6,45.6,42.9,40.4,38.1,36,34.1,32.4,30.9,29.5,28.2,27,25.9,24.9,24]
[null,65,47.3,52.6,53,51.1,48.3,45.3,42.5,39.799999999999997,37.4,35.299999999999997,33.299999999999997,31.5,29.9,28.4,27.1,25.9,24.8,23.8,22.8,21.9,null,65,61.4,66.7,66.3,63.4,59.5,55.6,51.9,48.6,45.5,42.9,40.4,38.200000000000003,36.200000000000003,34.4,32.799999999999997,31.3,29.9,28.7,27.5,26.4,null,65,46.7,54.3,56.2,55.4,53.4,50.9,48.3,45.9,43.5,41.3,39.299999999999997,37.5,35.799999999999997,34.200000000000003,32.799999999999997,31.4,30.2,29,28,27,null,65,54.2,60.2,60.5,58.2,55,51.5,48.2,45.2,42.4,39.9,37.700000000000003,35.700000000000003,33.799999999999997,32.200000000000003,30.7,29.3,28,26.9,25.8,24.8,null,65,44.5,51,52.5,51.4,49.3,46.8,44.2,41.8,39.5,37.4,35.5,33.700000000000003,32.1,30.6,29.3,28.1,26.9,25.9,24.9,24]
[null,70,42.2,47.3,48.6,47.6,45.6,43.2,40.799999999999997,38.5,36.4,34.4,32.6,31,29.5,28.1,26.9,25.7,24.7,23.7,22.8,21.9,null,70,55.7,61.1,61.8,59.8,56.8,53.5,50.4,47.3,44.6,42.1,39.799999999999997,37.700000000000003,35.9,34.1,32.6,31.1,29.8,28.6,27.5,26.4,null,70,42.4,49.7,52.3,52.2,50.8,48.9,46.8,44.6,42.5,40.5,38.700000000000003,37,35.4,33.9,32.5,31.3,30.1,29,28,27,null,70,49.1,54.9,56.1,54.7,52.3,49.4,46.6,43.9,41.4,39.200000000000003,37.1,35.200000000000003,33.5,31.9,30.5,29.1,27.9,26.8,25.8,24.8,null,70,40.5,46.5,48.5,48.1,46.6,44.7,42.6,40.5,38.4,36.6,34.799999999999997,33.200000000000003,31.7,30.3,29.1,27.9,26.8,25.8,24.9,24]
[null,75,37.799999999999997,42.2,43.9,43.7,42.4,40.700000000000003,38.799999999999997,36.9,35.1,33.4,31.8,30.4,29,27.8,26.6,25.5,24.5,23.6,22.7,21.9,null,75,50.1,55.2,56.5,55.6,53.5,50.9,48.3,45.7,43.3,41.1,39,37.1,35.4,33.799999999999997,32.299999999999997,30.9,29.7,28.5,27.4,26.4,null,75,38.799999999999997,45.1,48,48.6,47.9,46.5,44.8,43.1,41.3,39.5,37.9,36.299999999999997,34.9,33.5,32.200000000000003,31.1,29.9,28.9,27.9,27,null,75,44.3,49.4,51.1,50.7,49.1,46.9,44.6,42.3,40.1,38.1,36.299999999999997,34.6,33,31.5,30.2,28.9,27.8,26.7,25.7,24.8,null,75,37,42,44.2,44.5,43.7,42.2,40.6,38.9,37.200000000000003,35.5,34,32.5,31.2,29.9,28.8,27.7,26.7,25.7,24.8,24]
[null,80,34,37.5,39.1,39.4,38.799999999999997,37.700000000000003,36.4,34.9,33.5,32.1,30.8,29.5,28.3,27.2,26.2,25.2,24.3,23.5,22.7,21.9,null,80,45,49.1,50.7,50.6,49.4,47.6,45.6,43.6,41.6,39.700000000000003,37.9,36.200000000000003,34.700000000000003,33.200000000000003,31.9,30.7,29.5,28.4,27.4,26.4,null,80,35.5,40.700000000000003,43.4,44.5,44.4,43.7,42.5,41.1,39.700000000000003,38.299999999999997,36.9,35.5,34.200000000000003,33,31.9,30.8,29.7,28.8,27.9,27,null,80,40,44.1,45.8,46,45.2,43.7,42,40.200000000000003,38.5,36.799999999999997,35.200000000000003,33.700000000000003,32.299999999999997,31,29.8,28.7,27.6,26.6,25.7,24.8,null,80,33.9,37.799999999999997,39.799999999999997,40.5,40.200000000000003,39.4,38.200000000000003,36.9,35.6,34.200000000000003,32.9,31.7,30.5,29.4,28.4,27.4,26.5,25.6,24.8,24]
[null,85,30.8,33.1,34.299999999999997,34.799999999999997,34.700000000000003,34.200000000000003,33.4,32.5,31.4,30.4,29.4,28.4,27.4,26.5,25.7,24.8,24.1,23.3,22.6,21.9,null,85,40.299999999999997,43.2,44.5,44.8,44.3,43.4,42.1,40.700000000000003,39.200000000000003,37.799999999999997,36.299999999999997,35,33.700000000000003,32.5,31.3,30.2,29.2,28.2,27.3,26.4,null,85,32.700000000000003,36.5,38.700000000000003,39.9,40.299999999999997,40.1,39.5,38.6,37.6,36.5,35.4,34.4,33.299999999999997,32.299999999999997,31.3,30.4,29.5,28.6,27.8,27,null,85,36.200000000000003,38.9,40.4,40.799999999999997,40.6,39.799999999999997,38.799999999999997,37.5,36.299999999999997,35,33.700000000000003,32.5,31.4,30.2,29.2,28.2,27.3,26.4,25.6,24.8,null,85,31.1,33.799999999999997,35.4,36.1,36.299999999999997,35.9,35.299999999999997,34.5,33.5,32.5,31.5,30.5,29.6,28.7,27.8,27,26.2,25.4,24.7,24]
[null,90,27.9,29.2,29.9,30.3,30.3,30.2,29.8,29.3,28.8,28.2,27.5,26.8,26.2,25.5,24.9,24.2,23.6,23,22.5,21.9,null,90,36,37.5,38.299999999999997,38.6,38.5,38.1,37.5,36.700000000000003,35.9,35,34,33.1,32.200000000000003,31.3,30.4,29.5,28.7,27.9,27.2,26.4,null,90,30.6,32.799999999999997,34.299999999999997,35.200000000000003,35.700000000000003,35.799999999999997,35.6,35.200000000000003,34.700000000000003,34.1,33.4,32.700000000000003,31.9,31.2,30.4,29.7,29,28.3,27.6,27,null,90,32.799999999999997,34.200000000000003,35,35.4,35.4,35.1,34.6,33.9,33.200000000000003,32.4,31.6,30.8,29.9,29.1,28.3,27.6,26.9,26.1,25.5,24.8,null,90,28.7,30.2,31.2,31.8,32,32,31.7,31.3,30.8,30.2,29.6,29,28.3,27.6,27,26.4,25.7,25.1,24.6,24]
[null,95,25.3,25.6,25.8,25.9,26,25.9,25.8,25.6,25.4,25.2,24.9,24.6,24.3,24,23.6,23.3,23,22.6,22.3,21.9,null,95,31.7,32.1,32.299999999999997,32.4,32.299999999999997,32.200000000000003,32,31.7,31.4,31,30.6,30.2,29.7,29.3,28.8,28.3,27.9,27.4,26.9,26.4,null,95,29.1,29.8,30.3,30.7,30.9,31,31,31,30.8,30.6,30.3,30,29.7,29.4,29,28.6,28.2,27.8,27.4,27,null,95,29.3,29.7,29.9,30,29.9,29.8,29.7,29.4,29.1,28.8,28.5,28.1,27.7,27.3,26.9,26.5,26.1,25.6,25.2,24.8,null,95,26.6,27,27.4,27.6,27.7,27.7,27.7,27.6,27.4,27.2,26.9,26.6,26.3,26,25.7,25.4,25,24.7,24.3,24]
[null,98,23.8,23.8,23.8,23.7,23.7,23.6,23.5,23.4,23.3,23.2,23.1,23,22.9,22.8,22.6,22.5,22.4,22.2,22.1,21.9,null,98,29.3,29.3,29.2,29.1,29,28.9,28.8,28.6,28.5,28.3,28.2,28,27.8,27.7,27.5,27.3,27.1,26.9,26.6,26.4,null,98,28.5,28.5,28.6,28.6,28.6,28.6,28.6,28.5,28.5,28.4,28.3,28.2,28,27.9,27.8,27.6,27.5,27.3,27.2,27,null,98,27.2,27.2,27.2,27.1,27,27,26.8,26.7,26.6,26.5,26.3,26.2,26,25.9,25.7,25.5,25.4,25.2,25,24.8,null,98,25.7,25.7,25.7,25.7,25.7,25.6,25.6,25.5,25.4,25.3,25.2,25.1,25,24.8,24.7,24.6,24.4,24.3,24.1,24]
[]
[null,"Mean Annual Mass Removal Efficiencies for 0.50-inches of Retention for Zone 1",null,null,null,null,null,null,null,null,null,null,null,null,null,null,null,null,null,null,null,null,null,"Mean Annual Mass Removal Efficiencies for 0.50-inches of Retention for Zone 2",null,null,null,null,null,null,null,null,null,null,null,null,null,null,null,null,null,null,null,null,null,"Mean Annual Mass Removal Efficiencies for 0.50-inches of Retention for Zone 3",null,null,null,null,null,null,null,null,null,null,null,null,null,null,null,null,null,null,null,null,null,"Mean Annual Mass Removal Efficiencies for 0.50-inches of Retention for Zone 4",null,null,null,null,null,null,null,null,null,null,null,null,null,null,null,null,null,null,null,null,null,"Mean Annual Mass Removal Efficiencies for 0.50-inches of Retention for Zone 5"]
[]
[]
[null,"NDCIA CN","Percent DCIA",null,null,null,null,null,null,null,null,null,null,null,null,null,null,null,null,null,null,null,null,"NDCIA CN","Percent DCIA",null,null,null,null,null,null,null,null,null,null,null,null,null,null,null,null,null,null,null,null,"NDCIA CN","Percent DCIA",null,null,null,null,null,null,null,null,null,null,null,null,null,null,null,null,null,null,null,null,"NDCIA CN","Percent DCIA",null,null,null,null,null,null,null,null,null,null,null,null,null,null,null,null,null,null,null,null,"NDCIA CN","Percent DCIA"]
[null,null,5,10,15,20,25,30,35,40,45,50,55,60,65,70,75,80,85,90,95,100,null,null,5,10,15,20,25,30,35,40,45,50,55,60,65,70,75,80,85,90,95,100,null,null,5,10,15,20,25,30,35,40,45,50,55,60,65,70,75,80,85,90,95,100,null,null,5,10,15,20,25,30,35,40,45,50,55,60,65,70,75,80,85,90,95,100,null,null,5,10,15,20,25,30,35,40,45,50,55,60,65,70,75,80,85,90,95,100]
[null,30,91.8,91.5,88.3,84,79.5,75,70.7,66.599999999999994,62.9,59.6,56.5,53.6,51.1,48.7,46.6,44.6,42.8,41.1,39.6,38.1,null,30,97,96.7,94.8,91.7,87.9,83.8,79.7,75.7,71.900000000000006,68.400000000000006,65.2,62.1,59.4,56.9,54.5,52.3,50.3,48.4,46.7,45.1,null,30,87.6,89.1,87.6,84.8,81.5,77.8,74.3,70.900000000000006,67.8,64.900000000000006,62.1,59.6,57.2,55,52.9,51,49.2,47.6,46,44.5,null,30,94,94.2,92.1,88.8,84.8,80.5,76.3,72.400000000000006,68.599999999999994,65.2,62,59.1,56.4,53.9,51.7,49.5,47.6,45.8,44.1,42.6,null,30,88.6,89.9,87.9,84.5,80.5,76.400000000000006,72.3,68.5,65.099999999999994,61.9,58.9,56.2,53.7,51.4,49.3,47.3,45.5,43.8,42.2,40.799999999999997]
[null,35,88.2,89.1,86.6,82.8,78.599999999999994,74.3,70.099999999999994,66.2,62.6,59.3,56.3,53.5,51,48.7,46.5,44.6,42.8,41.1,39.6,38.1,null,35,95.2,95.5,93.8,90.9,87.3,83.4,79.3,75.400000000000006,71.7,68.3,65,62.1,59.3,56.8,54.4,52.3,50.3,48.4,46.7,45.1,null,35,83.5,86.5,85.6,83.4,80.400000000000006,77,73.599999999999994,70.400000000000006,67.400000000000006,64.5,61.9,59.4,57,54.9,52.8,51,49.2,47.5,46,44.5,null,35,91.1,92.3,90.7,87.7,84,79.900000000000006,75.900000000000006,72,68.400000000000006,65,61.9,59,56.3,53.9,51.6,49.5,47.6,45.8,44.1,42.6,null,35,84.1,86.8,85.6,82.8,79.3,75.400000000000006,71.599999999999994,68,64.599999999999994,61.5,58.7,56,53.6,51.3,49.2,47.3,45.5,43.8,42.2,40.799999999999997]
[null,40,84,86.3,84.4,81.2,77.400000000000006,73.400000000000006,69.400000000000006,65.7,62.2,59,56,53.3,50.8,48.5,46.4,44.5,42.7,41.1,39.6,38.1,null,40,92.9,94,92.5,89.9,86.5,82.7,78.900000000000006,75.099999999999994,71.400000000000006,68,64.900000000000006,61.9,59.2,56.7,54.4,52.2,50.2,48.4,46.7,45.1,null,40,79.3,83.5,83.4,81.7,79.099999999999994,76,72.900000000000006,69.8,66.900000000000006,64.2,61.6,59.1,56.9,54.7,52.7,50.9,49.1,47.5,46,44.5,null,40,87.8,90,88.9,86.4,82.9,79.099999999999994,75.3,71.5,68,64.7,61.6,58.8,56.2,53.8,51.5,49.4,47.5,45.7,44.1,42.6,null,40,79.3,83.3,82.9,80.8,77.8,74.3,70.7,67.3,64.099999999999994,61.1,58.3,55.8,53.4,51.1,49.1,47.2,45.4,43.8,42.2,40.799999999999997]
[null,45,79.599999999999994,82.9,81.900000000000006,79.3,75.900000000000006,72.2,68.5,65,61.7,58.6,55.7,53,50.6,48.4,46.3,44.4,42.7,41,39.5,38.1,null,45,90.2,91.9,90.9,88.6,85.5,81.900000000000006,78.2,74.599999999999994,71.099999999999994,67.7,64.599999999999994,61.7,59.1,56.6,54.3,52.2,50.2,48.4,46.7,45.1,null,45,74.900000000000006,80.3,80.900000000000006,79.7,77.599999999999994,74.900000000000006,72,69.099999999999994,66.400000000000006,63.7,61.2,58.9,56.6,54.6,52.6,50.8,49.1,47.5,45.9,44.5,null,45,84,87.2,86.8,84.7,81.599999999999994,78.099999999999994,74.5,70.900000000000006,67.5,64.3,61.3,58.6,56,53.6,51.4,49.4,47.5,45.7,44.1,42.6,null,45,74.400000000000006,79.5,80,78.5,76,72.900000000000006,69.599999999999994,66.5,63.4,60.6,57.9,55.4,53.1,51,48.9,47.1,45.3,43.7,42.2,40.799999999999997]
[null,50,74.8,79.099999999999994,79,77,74.099999999999994,70.8,67.400000000000006,64.099999999999994,61,58,55.3,52.7,50.4,48.2,46.2,44.3,42.6,41,39.5,38.1,null,50,86.7,89.2,88.9,87,84.2,80.900000000000006,77.400000000000006,73.900000000000006,70.5,67.3,64.3,61.5,58.9,56.5,54.2,52.1,50.2,48.3,46.6,45.1,null,50,70.5,76.7,78.099999999999994,77.599999999999994,75.900000000000006,73.5,70.900000000000006,68.3,65.7,63.2,60.8,58.5,56.4,54.4,52.5,50.7,49,47.4,45.9,44.5,null,50,79.900000000000006,84,84.3,82.7,80.099999999999994,76.900000000000006,73.5,70.2,66.900000000000006,63.9,61,58.3,55.8,53.5,51.3,49.3,47.4,45.7,44.1,42.6,null,50,69.7,75.5,76.8,76,73.900000000000006,71.3,68.400000000000006,65.5,62.6,60,57.4,55,52.8,50.7,48.8,47,45.3,43.7,42.2,40.799999999999997]
[null,55,70.099999999999994,74.900000000000006,75.599999999999994,74.2,71.900000000000006,69.099999999999994,66.099999999999994,63,60.1,57.3,54.7,52.3,50,47.9,46,44.2,42.5,40.9,39.5,38.1,null,55,82.7,86.1,86.4,84.9,82.6,79.599999999999994,76.400000000000006,73.099999999999994,69.900000000000006,66.8,63.9,61.2,58.6,56.3,54.1,52,50.1,48.3,46.6,45.1,null,55,66.3,72.900000000000006,75,75.099999999999994,73.900000000000006,71.900000000000006,69.599999999999994,67.3,64.900000000000006,62.6,60.3,58.1,56.1,54.1,52.3,50.6,48.9,47.4,45.9,44.5,null,55,75.599999999999994,80.400000000000006,81.400000000000006,80.400000000000006,78.2,75.400000000000006,72.3,69.2,66.2,63.3,60.5,57.9,55.5,53.2,51.1,49.2,47.3,45.6,44,42.6,null,55,65.2,71.400000000000006,73.400000000000006,73.099999999999994,71.7,69.5,66.900000000000006,64.3,61.7,59.2,56.9,54.6,52.5,50.4,48.6,46.8,45.2,43.6,42.1,40.799999999999997]
[null,60,65.5,70.400000000000006,71.7,71.099999999999994,69.400000000000006,67,64.400000000000006,61.7,59.1,56.5,54.1,51.8,49.6,47.6,45.8,44,42.4,40.9,39.5,38.1,null,60,78.5,82.6,83.4,82.5,80.599999999999994,78,75.099999999999994,72.099999999999994,69.099999999999994,66.099999999999994,63.4,60.8,58.3,56,53.9,51.9,50,48.2,46.6,45.1,null,60,62.1,68.900000000000006,71.7,72.400000000000006,71.599999999999994,70.099999999999994,68.2,66.099999999999994,64,61.8,59.7,57.7,55.7,53.8,52.1,50.4,48.8,47.3,45.9,44.5,null,60,71.3,76.5,78.099999999999994,77.599999999999994,75.900000000000006,73.599999999999994,70.900000000000006,68,65.2,62.5,59.9,57.4,55.1,53,50.9,49,47.2,45.6,44,42.6,null,60,61,67.2,69.7,70.099999999999994,69.2,67.400000000000006,65.3,63,60.6,58.4,56.2,54,52,50.1,48.3,46.6,45,43.5,42.1,40.799999999999997]
[null,65,61,65.8,67.5,67.599999999999994,66.400000000000006,64.7,62.5,60.2,57.8,55.5,53.3,51.1,49.1,47.2,45.5,43.8,42.3,40.799999999999997,39.4,38.1,null,65,74.2,78.599999999999994,79.8,79.5,78.099999999999994,76,73.5,70.7,68,65.3,62.7,60.2,57.9,55.7,53.6,51.7,49.9,48.2,46.6,45.1,null,65,58,64.900000000000006,68.099999999999994,69.3,69.099999999999994,68,66.5,64.7,62.8,60.9,59,57.1,55.2,53.5,51.8,50.2,48.7,47.2,45.8,44.5,null,65,67.099999999999994,72.400000000000006,74.400000000000006,74.5,73.3,71.400000000000006,69.099999999999994,66.599999999999994,64.099999999999994,61.6,59.2,56.9,54.7,52.6,50.6,48.8,47.1,45.5,44,42.6,null,65,57.1,63.1,65.900000000000006,66.8,66.400000000000006,65.099999999999994,63.3,61.4,59.4,57.3,55.3,53.4,51.5,49.7,48,46.4,44.9,43.4,42.1,40.799999999999997]
[null,70,56.7,61.1,63.1,63.6,63.1,61.9,60.2,58.3,56.3,54.3,52.3,50.3,48.5,46.8,45.1,43.5,42.1,40.700000000000003,39.4,38.1,null,70,69.8,74.2,75.8,76,75.2,73.5,71.400000000000006,69.099999999999994,66.599999999999994,64.2,61.8,59.5,57.3,55.3,53.3,51.4,49.7,48.1,46.5,45.1,null,70,54.4,60.9,64.2,65.8,66.2,65.599999999999994,64.5,63,61.5,59.8,58.1,56.3,54.6,53,51.4,49.9,48.5,47.1,45.8,44.5,null,70,63,68.099999999999994,70.3,70.8,70.2,68.900000000000006,67,64.900000000000006,62.7,60.5,58.3,56.1,54.1,52.1,50.3,48.6,46.9,45.4,43.9,42.6,null,70,53.6,59.2,62,63.2,63.3,62.5,61.2,59.6,57.9,56.1,54.3,52.6,50.9,49.2,47.6,46.1,44.7,43.3,42,40.799999999999997]
[null,75,52.7,56.6,58.6,59.3,59.3,58.6,57.5,56,54.4,52.7,51,49.3,47.7,46.1,44.6,43.2,41.8,40.5,39.299999999999997,38.1,null,75,65.400000000000006,69.599999999999994,71.400000000000006,71.900000000000006,71.5,70.400000000000006,68.8,66.900000000000006,64.900000000000006,62.7,60.6,58.6,56.6,54.7,52.8,51.1,49.5,47.9,46.5,45.1,null,75,51.1,57,60.4,62.2,62.9,62.7,62.1,61,59.8,58.4,56.9,55.4,53.9,52.4,51,49.6,48.3,47,45.7,44.5,null,75,59.2,63.7,65.900000000000006,66.7,66.599999999999994,65.7,64.400000000000006,62.7,60.9,59,57.1,55.2,53.3,51.5,49.8,48.2,46.7,45.2,43.8,42.6,null,75,50.7,55.5,58.1,59.5,59.8,59.4,58.6,57.4,56.1,54.6,53.1,51.6,50.1,48.6,47.1,45.8,44.4,43.2,41.9,40.799999999999997]
[null,80,49.1,52.2,54.1,55,55.2,54.9,54.2,53.2,52.1,50.8,49.4,48,46.6,45.3,44,42.7,41.5,40.299999999999997,39.200000000000003,38.1,null,80,61.4,64.900000000000006,66.599999999999994,67.3,67.2,66.5,65.5,64.099999999999994,62.5,60.8,59,57.3,55.5,53.9,52.2,50.7,49.2,47.7,46.4,45.1,null,80,48.5,53.5,56.5,58.3,59.1,59.3,59.1,58.5,57.6,56.6,55.4,54.2,52.9,51.6,50.4,49.2,47.9,46.8,45.6,44.5,null,80,55.8,59.4,61.4,62.3,62.4,61.9,61.1,59.9,58.6,57.1,55.5,53.9,52.3,50.7,49.2,47.8,46.4,45,43.8,42.6,null,80,48.3,52,54.3,55.5,56,56,55.6,54.8,53.9,52.8,51.6,50.3,49,47.8,46.5,45.3,44.1,43,41.8,40.799999999999997]
[null,85,46.1,48.3,49.7,50.5,50.8,50.8,50.5,49.9,49.2,48.3,47.3,46.3,45.2,44.2,43.1,42.1,41,40,39.1,38.1,null,85,57.6,60.1,61.6,62.2,62.3,62,61.3,60.4,59.3,58.1,56.8,55.4,54,52.7,51.3,50,48.7,47.4,46.2,45.1,null,85,46.7,50.3,52.7,54.2,55.1,55.5,55.6,55.3,54.9,54.2,53.4,52.6,51.6,50.6,49.6,48.5,47.5,46.5,45.5,44.5,null,85,52.7,55.2,56.7,57.5,57.7,57.6,57.1,56.4,55.5,54.5,53.3,52.1,50.8,49.6,48.3,47.1,45.9,44.7,43.6,42.6,null,85,46.2,48.7,50.5,51.5,52,52.2,52.1,51.7,51.1,50.4,49.6,48.6,47.6,46.7,45.6,44.6,43.7,42.7,41.7,40.799999999999997]
[null,90,43.5,44.8,45.6,46.1,46.4,46.5,46.4,46.1,45.7,45.2,44.6,44,43.3,42.6,41.9,41.1,40.4,39.6,38.9,38.1,null,90,54.1,55.4,56.2,56.7,56.8,56.7,56.4,55.9,55.2,54.5,53.6,52.8,51.8,50.9,49.9,48.9,47.9,46.9,46,45.1,null,90,45.4,47.6,49.1,50.2,51,51.4,51.7,51.7,51.5,51.2,50.8,50.3,49.7,49,48.3,47.6,46.8,46.1,45.3,44.5,null,90,49.7,51.1,52,52.5,52.8,52.8,52.6,52.2,51.7,51.1,50.3,49.6,48.7,47.9,47,46.1,45.2,44.3,43.4,42.6,null,90,44.2,45.6,46.7,47.4,47.9,48.1,48.2,48.1,47.8,47.4,46.9,46.4,45.7,45.1,44.4,43.7,43,42.2,41.5,40.799999999999997]
[null,95,41.1,41.5,41.8,41.9,42,42.1,42,41.9,41.8,41.6,41.3,41.1,40.799999999999997,40.4,40.1,39.700000000000003,39.299999999999997,38.9,38.5,38.1,null,95,50.1,50.5,50.7,50.8,50.8,50.8,50.6,50.4,50.2,49.9,49.5,49.1,48.7,48.2,47.7,47.2,46.7,46.1,45.6,45.1,null,95,44.8,45.6,46.2,46.7,47.1,47.3,47.5,47.6,47.6,47.5,47.4,47.2,47,46.7,46.4,46.1,45.7,45.3,44.9,44.5,null,95,46.7,47.1,47.4,47.5,47.6,47.6,47.5,47.3,47.1,46.8,46.5,46.2,45.8,45.4,44.9,44.5,44,43.5,43,42.6,null,95,42.5,43,43.4,43.7,43.9,44,44.1,44.1,44,43.9,43.7,43.5,43.2,43,42.7,42.3,42,41.6,41.2,40.799999999999997]
[null,98,39.799999999999997,39.799999999999997,39.799999999999997,39.799999999999997,39.799999999999997,39.700000000000003,39.700000000000003,39.6,39.5,39.4,39.299999999999997,39.200000000000003,39.1,39,38.9,38.700000000000003,38.6,38.4,38.299999999999997,38.1,null,98,47.8,47.7,47.7,47.6,47.6,47.5,47.4,47.2,47.1,46.9,46.8,46.6,46.5,46.3,46.1,45.9,45.7,45.5,45.3,45.1,null,98,45.2,45.3,45.4,45.4,45.5,45.5,45.5,45.6,45.5,45.5,45.5,45.4,45.3,45.3,45.2,45,44.9,44.8,44.7,44.5,null,98,44.9,44.9,44.8,44.8,44.7,44.7,44.6,44.5,44.3,44.2,44.1,44,43.8,43.6,43.5,43.3,43.1,42.9,42.7,42.6,null,98,42.1,42.2,42.2,42.2,42.2,42.2,42.2,42.1,42.1,42,41.9,41.8,41.7,41.6,41.5,41.4,41.2,41.1,40.9,40.799999999999997]
[]
[null,"Mean Annual Mass Removal Efficiencies for 0.75-inches of Retention for Zone 1",null,null,null,null,null,null,null,null,null,null,null,null,null,null,null,null,null,null,null,null,null,"Mean Annual Mass Removal Efficiencies for 0.75-inches of Retention for Zone 2",null,null,null,null,null,null,null,null,null,null,null,null,null,null,null,null,null,null,null,null,null,"Mean Annual Mass Removal Efficiencies for 0.75-inches of Retention for Zone 3",null,null,null,null,null,null,null,null,null,null,null,null,null,null,null,null,null,null,null,null,null,"Mean Annual Mass Removal Efficiencies for 0.75-inches of Retention for Zone 4",null,null,null,null,null,null,null,null,null,null,null,null,null,null,null,null,null,null,null,null,null,"Mean Annual Mass Removal Efficiencies for 0.75-inches of Retention for Zone 5"]
[]
[]
[null,"NDCIA CN","Percent DCIA",null,null,null,null,null,null,null,null,null,null,null,null,null,null,null,null,null,null,null,null,"NDCIA CN","Percent DCIA",null,null,null,null,null,null,null,null,null,null,null,null,null,null,null,null,null,null,null,null,"NDCIA CN","Percent DCIA",null,null,null,null,null,null,null,null,null,null,null,null,null,null,null,null,null,null,null,null,"NDCIA CN","Percent DCIA",null,null,null,null,null,null,null,null,null,null,null,null,null,null,null,null,null,null,null,null,"NDCIA CN","Percent DCIA"]
[null,null,5,10,15,20,25,30,35,40,45,50,55,60,65,70,75,80,85,90,95,100,null,null,5,10,15,20,25,30,35,40,45,50,55,60,65,70,75,80,85,90,95,100,null,null,5,10,15,20,25,30,35,40,45,50,55,60,65,70,75,80,85,90,95,100,null,null,5,10,15,20,25,30,35,40,45,50,55,60,65,70,75,80,85,90,95,100,null,null,5,10,15,20,25,30,35,40,45,50,55,60,65,70,75,80,85,90,95,100]
[null,30,94,94.9,93.4,91,88.1,85,81.8,78.7,75.5,72.599999999999994,69.7,67,64.5,62.1,59.8,57.7,55.7,53.8,52.1,50.5,null,30,97.9,98.2,97.5,96.2,94.4,92.1,89.6,86.9,84.1,81.3,78.5,75.900000000000006,73.3,70.900000000000006,68.5,66.3,64.2,62.2,60.4,58.6,null,30,89.7,92.3,91.6,90.3,88.4,86.2,83.8,81.3,78.7,76.2,73.8,71.5,69.3,67.3,65.3,63.4,61.6,59.9,58.3,56.7,null,30,95.6,96.4,95.6,94.1,92.1,89.6,86.8,83.9,81,78.099999999999994,75.3,72.7,70.099999999999994,67.7,65.400000000000006,63.3,61.2,59.3,57.4,55.7,null,30,91.4,93,92.4,90.8,88.5,85.9,83,80.099999999999994,77.2,74.400000000000006,71.599999999999994,69.099999999999994,66.7,64.400000000000006,62.3,60.2,58.3,56.5,54.8,53.2]
[null,35,91.2,93,91.9,89.8,87.2,84.2,81.2,78.2,75.2,72.3,69.5,66.8,64.3,62,59.7,57.6,55.7,53.8,52.1,50.5,null,35,96.7,97.3,96.8,95.6,93.8,91.7,89.2,86.6,83.8,81.099999999999994,78.400000000000006,75.7,73.2,70.8,68.5,66.3,64.2,62.2,60.4,58.6,null,35,86.6,89.8,89.8,88.9,87.2,85.3,83.1,80.7,78.2,75.8,73.5,71.3,69.2,67.099999999999994,65.2,63.3,61.6,59.9,58.3,56.7,null,35,93.5,94.9,94.5,93.2,91.3,89,86.3,83.5,80.7,77.900000000000006,75.099999999999994,72.5,70,67.599999999999994,65.400000000000006,63.2,61.2,59.3,57.4,55.7,null,35,87.7,90.5,90.4,89.2,87.2,84.8,82.2,79.5,76.7,73.900000000000006,71.3,68.8,66.5,64.2,62.1,60.2,58.3,56.5,54.8,53.2]
[null,40,88.1,90.5,90.1,88.3,86,83.3,80.5,77.599999999999994,74.7,71.900000000000006,69.2,66.599999999999994,64.099999999999994,61.8,59.6,57.6,55.6,53.8,52.1,50.5,null,40,95,96.1,95.9,94.8,93.1,91.1,88.7,86.2,83.5,80.8,78.2,75.599999999999994,73.099999999999994,70.7,68.400000000000006,66.2,64.2,62.2,60.4,58.6,null,40,82.9,87.1,87.9,87.3,85.9,84.2,82.2,80,77.7,75.400000000000006,73.2,71,69,67,65.099999999999994,63.2,61.5,59.8,58.2,56.7,null,40,91,93.1,93,92,90.3,88.1,85.7,83,80.2,77.5,74.900000000000006,72.3,69.8,67.5,65.3,63.1,61.1,59.2,57.4,55.7,null,40,83.8,87.6,88.1,87.2,85.7,83.6,81.2,78.7,76,73.400000000000006,70.900000000000006,68.5,66.2,64.099999999999994,62,60,58.2,56.4,54.8,53.2]
[null,45,84.5,87.7,87.9,86.5,84.5,82.1,79.5,76.8,74,71.400000000000006,68.8,66.3,63.9,61.6,59.5,57.5,55.5,53.7,52,50.5,null,45,93,94.7,94.6,93.7,92.2,90.3,88.1,85.6,83.1,80.5,77.900000000000006,75.400000000000006,72.900000000000006,70.599999999999994,68.3,66.2,64.099999999999994,62.2,60.4,58.6,null,45,79.3,84.4,85.7,85.5,84.5,83,81.2,79.2,77.099999999999994,74.900000000000006,72.8,70.7,68.7,66.8,64.900000000000006,63.1,61.4,59.8,58.2,56.7,null,45,88.1,90.9,91.3,90.5,89.1,87.1,84.8,82.3,79.7,77.099999999999994,74.5,72,69.599999999999994,67.3,65.099999999999994,63,61.1,59.2,57.4,55.7,null,45,80,84.4,85.6,85.1,83.9,82.2,80,77.7,75.3,72.8,70.400000000000006,68.099999999999994,65.900000000000006,63.8,61.8,59.9,58.1,56.4,54.7,53.2]
[null,50,80.8,84.6,85.2,84.4,82.8,80.7,78.3,75.8,73.3,70.7,68.3,65.900000000000006,63.6,61.4,59.3,57.3,55.5,53.7,52,50.5,null,50,90.7,92.8,93.1,92.4,91.1,89.3,87.3,85,82.5,80,77.5,75.099999999999994,72.7,70.400000000000006,68.2,66.099999999999994,64,62.1,60.3,58.6,null,50,75.8,81.400000000000006,83.2,83.5,82.8,81.599999999999994,80.099999999999994,78.3,76.3,74.3,72.3,70.3,68.400000000000006,66.5,64.7,63,61.3,59.7,58.2,56.7,null,50,85,88.4,89.2,88.8,87.6,85.9,83.8,81.5,79,76.5,74.099999999999994,71.7,69.3,67.099999999999994,65,62.9,61,59.1,57.4,55.7,null,50,76,81.099999999999994,82.7,82.8,82,80.5,78.7,76.599999999999994,74.400000000000006,72.099999999999994,69.8,67.7,65.599999999999994,63.5,61.6,59.8,58,56.3,54.7,53.2]
[null,55,77.099999999999994,81.099999999999994,82.2,81.900000000000006,80.7,79,76.900000000000006,74.599999999999994,72.3,70,67.599999999999994,65.400000000000006,63.2,61.1,59.1,57.2,55.3,53.6,52,50.5,null,55,88,90.6,91.1,90.7,89.7,88.1,86.3,84.1,81.8,79.400000000000006,77,74.7,72.400000000000006,70.099999999999994,68,65.900000000000006,64,62.1,60.3,58.6,null,55,72.2,78.3,80.5,81.2,80.900000000000006,80.099999999999994,78.8,77.2,75.400000000000006,73.5,71.7,69.8,68,66.2,64.5,62.8,61.2,59.7,58.2,56.7,null,55,81.7,85.7,86.8,86.8,85.9,84.5,82.6,80.5,78.2,75.900000000000006,73.5,71.2,69,66.8,64.8,62.8,60.9,59.1,57.4,55.7,null,55,72.3,77.7,79.7,80.2,79.8,78.7,77.2,75.3,73.3,71.2,69.2,67.099999999999994,65.099999999999994,63.2,61.3,59.6,57.9,56.2,54.7,53.2]
[null,60,73.2,77.5,79,79.099999999999994,78.3,76.900000000000006,75.2,73.2,71.099999999999994,69,66.900000000000006,64.7,62.7,60.7,58.8,56.9,55.2,53.5,51.9,50.5,null,60,84.8,87.9,88.8,88.7,88,86.7,85,83,80.900000000000006,78.7,76.5,74.2,72,69.8,67.8,65.8,63.8,62,60.3,58.6,null,60,69,75,77.599999999999994,78.599999999999994,78.7,78.3,77.3,75.900000000000006,74.3,72.7,71,69.2,67.5,65.900000000000006,64.2,62.6,61.1,59.6,58.1,56.7,null,60,78.400000000000006,82.6,84.1,84.4,83.9,82.7,81.099999999999994,79.2,77.2,75,72.8,70.7,68.599999999999994,66.5,64.5,62.6,60.8,59,57.3,55.7,null,60,68.900000000000006,74.2,76.5,77.400000000000006,77.400000000000006,76.599999999999994,75.400000000000006,73.900000000000006,72.099999999999994,70.2,68.3,66.400000000000006,64.599999999999994,62.8,61,59.3,57.7,56.1,54.6,53.2]
[null,65,69.599999999999994,73.8,75.400000000000006,75.8,75.5,74.5,73.2,71.5,69.7,67.8,65.900000000000006,63.9,62,60.2,58.4,56.7,55,53.4,51.9,50.5,null,65,81.5,84.9,86.2,86.3,85.8,84.8,83.4,81.7,79.8,77.8,75.7,73.599999999999994,71.5,69.5,67.5,65.5,63.7,61.9,60.2,58.6,null,65,65.7,71.599999999999994,74.400000000000006,75.8,76.3,76.2,75.5,74.400000000000006,73.099999999999994,71.7,70.099999999999994,68.599999999999994,67,65.400000000000006,63.9,62.4,60.9,59.5,58.1,56.7,null,65,75,79.3,81.099999999999994,81.7,81.5,80.7,79.400000000000006,77.8,76,74,72,70,68,66.099999999999994,64.2,62.3,60.6,58.9,57.3,55.7,null,65,65.5,70.7,73.3,74.5,74.7,74.400000000000006,73.5,72.2,70.7,69.099999999999994,67.400000000000006,65.7,64,62.3,60.7,59.1,57.5,56,54.6,53.2]
[null,70,66.099999999999994,69.900000000000006,71.7,72.3,72.3,71.7,70.8,69.5,68,66.400000000000006,64.7,63,61.3,59.6,57.9,56.3,54.8,53.3,51.8,50.5,null,70,78.099999999999994,81.7,83.1,83.5,83.2,82.5,81.400000000000006,80,78.400000000000006,76.599999999999994,74.7,72.8,70.900000000000006,68.900000000000006,67.099999999999994,65.2,63.5,61.8,60.2,58.6,null,70,62.5,68.2,71.2,72.8,73.599999999999994,73.8,73.400000000000006,72.7,71.599999999999994,70.400000000000006,69.099999999999994,67.7,66.3,64.900000000000006,63.5,62.1,60.7,59.3,58,56.7,null,70,71.7,75.900000000000006,77.900000000000006,78.7,78.7,78.2,77.3,76,74.400000000000006,72.7,71,69.099999999999994,67.3,65.5,63.8,62,60.4,58.8,57.2,55.7,null,70,62.6,67.400000000000006,70,71.3,71.900000000000006,71.8,71.2,70.3,69.099999999999994,67.7,66.3,64.7,63.2,61.7,60.2,58.7,57.3,55.9,54.5,53.2]
[null,75,62.7,66,67.8,68.599999999999994,68.8,68.5,67.900000000000006,67.099999999999994,65.900000000000006,64.7,63.3,61.8,60.3,58.8,57.3,55.9,54.5,53.1,51.7,50.5,null,75,74.900000000000006,78.099999999999994,79.599999999999994,80.2,80.2,79.8,79,77.900000000000006,76.5,75,73.400000000000006,71.7,70,68.3,66.5,64.8,63.2,61.6,60.1,58.6,null,75,59.8,64.900000000000006,67.900000000000006,69.7,70.599999999999994,71.099999999999994,71,70.599999999999994,69.8,68.900000000000006,67.8,66.7,65.5,64.2,62.9,61.7,60.4,59.2,57.9,56.7,null,75,68.7,72.5,74.400000000000006,75.400000000000006,75.599999999999994,75.3,74.7,73.7,72.5,71.099999999999994,69.599999999999994,68,66.400000000000006,64.8,63.2,61.6,60.1,58.6,57.1,55.7,null,75,60.1,64.2,66.7,68.099999999999994,68.8,68.900000000000006,68.7,68,67.099999999999994,66.099999999999994,64.900000000000006,63.6,62.3,60.9,59.6,58.3,57,55.7,54.4,53.2]
[null,80,59.6,62.2,63.8,64.7,65.099999999999994,65.099999999999994,64.8,64.2,63.4,62.5,61.4,60.3,59.1,57.8,56.6,55.3,54,52.8,51.6,50.5,null,80,71.599999999999994,74.3,75.8,76.5,76.7,76.5,76,75.2,74.099999999999994,73,71.7,70.3,68.8,67.3,65.8,64.3,62.8,61.4,60,58.6,null,80,57.5,61.8,64.599999999999994,66.400000000000006,67.5,68.099999999999994,68.2,68,67.599999999999994,67,66.2,65.3,64.3,63.3,62.2,61.2,60,58.9,57.8,56.7,null,80,65.900000000000006,69,70.8,71.7,72.099999999999994,72.099999999999994,71.7,71,70.099999999999994,69,67.8,66.599999999999994,65.2,63.9,62.5,61.1,59.7,58.3,57,55.7,null,80,58,61.3,63.5,64.8,65.5,65.900000000000006,65.8,65.400000000000006,64.8,64,63.1,62.1,61.1,60,58.9,57.7,56.6,55.4,54.3,53.2]
[null,85,56.8,58.7,60,60.8,61.2,61.4,61.3,61,60.5,59.9,59.1,58.3,57.4,56.5,55.5,54.5,53.5,52.5,51.4,50.5,null,85,68.599999999999994,70.599999999999994,71.8,72.5,72.8,72.7,72.400000000000006,71.900000000000006,71.2,70.3,69.3,68.3,67.099999999999994,65.900000000000006,64.7,63.5,62.2,61,59.8,58.6,null,85,56,59.3,61.6,63.1,64.2,64.8,65.099999999999994,65.099999999999994,64.900000000000006,64.599999999999994,64.099999999999994,63.5,62.8,62.1,61.3,60.4,59.5,58.6,57.7,56.7,null,85,63.5,65.7,67.099999999999994,67.900000000000006,68.3,68.3,68.099999999999994,67.7,67.099999999999994,66.400000000000006,65.5,64.599999999999994,63.6,62.5,61.4,60.3,59.1,58,56.8,55.7,null,85,56.4,58.8,60.4,61.5,62.2,62.5,62.6,62.4,62,61.6,61,60.3,59.5,58.7,57.9,57,56,55.1,54.1,53.2]
[null,90,54.5,55.6,56.4,57,57.3,57.5,57.5,57.4,57.2,56.8,56.4,55.9,55.4,54.7,54.1,53.4,52.7,51.9,51.2,50.5,null,90,65.7,66.900000000000006,67.7,68.099999999999994,68.3,68.3,68.2,67.900000000000006,67.5,66.900000000000006,66.3,65.599999999999994,64.900000000000006,64,63.2,62.3,61.4,60.5,59.5,58.6,null,90,55.4,57.4,58.9,60,60.8,61.3,61.7,61.9,61.9,61.8,61.6,61.3,60.9,60.5,59.9,59.4,58.8,58.1,57.4,56.7,null,90,61.2,62.4,63.2,63.8,64.099999999999994,64.2,64.099999999999994,63.9,63.6,63.2,62.7,62.1,61.4,60.7,59.9,59.1,58.3,57.4,56.6,55.7,null,90,55.1,56.4,57.4,58.1,58.6,58.9,59,59,58.9,58.7,58.4,58,57.6,57.1,56.5,55.9,55.3,54.6,53.9,53.2]
[null,95,52.5,52.9,53.2,53.3,53.5,53.6,53.6,53.6,53.5,53.4,53.2,53,52.8,52.5,52.2,51.9,51.6,51.2,50.8,50.5,null,95,62.7,63,63.2,63.3,63.4,63.4,63.3,63.2,63,62.8,62.5,62.2,61.8,61.4,61,60.5,60.1,59.6,59.1,58.6,null,95,55.5,56.2,56.8,57.3,57.7,58.1,58.3,58.5,58.6,58.7,58.7,58.6,58.5,58.4,58.2,57.9,57.7,57.4,57.1,56.7,null,95,58.7,59.1,59.4,59.6,59.7,59.7,59.7,59.7,59.5,59.4,59.1,58.9,58.6,58.2,57.9,57.5,57.1,56.6,56.2,55.7,null,95,53.7,54.2,54.6,54.9,55.2,55.4,55.5,55.6,55.6,55.5,55.5,55.3,55.2,55,54.7,54.5,54.2,53.9,53.5,53.2]
[null,98,51.7,51.7,51.7,51.7,51.7,51.7,51.7,51.6,51.6,51.5,51.4,51.3,51.3,51.2,51.1,51,50.8,50.7,50.6,50.5,null,98,60.8,60.8,60.8,60.7,60.7,60.6,60.5,60.4,60.3,60.2,60.1,59.9,59.8,59.6,59.5,59.3,59.2,59,58.8,58.6,null,98,56.5,56.6,56.8,56.9,57,57.1,57.1,57.2,57.2,57.2,57.2,57.2,57.2,57.2,57.1,57.1,57,56.9,56.8,56.7,null,98,57.5,57.5,57.5,57.5,57.5,57.4,57.4,57.3,57.2,57.1,57,56.9,56.8,56.6,56.5,56.4,56.2,56,55.9,55.7,null,98,53.9,54,54,54.1,54.1,54.1,54.1,54.1,54.1,54,54,53.9,53.9,53.8,53.7,53.6,53.5,53.4,53.3,53.2]
[]
[null,"Mean Annual Mass Removal Efficiencies for 1.00-inches of Retention for Zone 1",null,null,null,null,null,null,null,null,null,null,null,null,null,null,null,null,null,null,null,null,null,"Mean Annual Mass Removal Efficiencies for 1.00-inches of Retention for Zone 2",null,null,null,null,null,null,null,null,null,null,null,null,null,null,null,null,null,null,null,null,null,"Mean Annual Mass Removal Efficiencies for 1.00-inches of Retention for Zone 3",null,null,null,null,null,null,null,null,null,null,null,null,null,null,null,null,null,null,null,null,null,"Mean Annual Mass Removal Efficiencies for 1.00-inches of Retention for Zone 4",null,null,null,null,null,null,null,null,null,null,null,null,null,null,null,null,null,null,null,null,null,"Mean Annual Mass Removal Efficiencies for 1.00-inches of Retention for Zone 5"]
[]
[]
[null,"NDCIA CN","Percent DCIA",null,null,null,null,null,null,null,null,null,null,null,null,null,null,null,null,null,null,null,null,"NDCIA CN","Percent DCIA",null,null,null,null,null,null,null,null,null,null,null,null,null,null,null,null,null,null,null,null,"NDCIA CN","Percent DCIA",null,null,null,null,null,null,null,null,null,null,null,null,null,null,null,null,null,null,null,null,"NDCIA CN","Percent DCIA",null,null,null,null,null,null,null,null,null,null,null,null,null,null,null,null,null,null,null,null,"NDCIA CN","Percent DCIA"]
[null,null,5,10,15,20,25,30,35,40,45,50,55,60,65,70,75,80,85,90,95,100,null,null,5,10,15,20,25,30,35,40,45,50,55,60,65,70,75,80,85,90,95,100,null,null,5,10,15,20,25,30,35,40,45,50,55,60,65,70,75,80,85,90,95,100,null,null,5,10,15,20,25,30,35,40,45,50,55,60,65,70,75,80,85,90,95,100,null,null,5,10,15,20,25,30,35,40,45,50,55,60,65,70,75,80,85,90,95,100]
[null,30,95.3,96.5,95.9,94.4,92.5,90.3,87.9,85.5,83.1,80.599999999999994,78.2,75.8,73.599999999999994,71.400000000000006,69.2,67.2,65.3,63.4,61.6,60,null,30,98.5,98.8,98.5,97.9,96.9,95.6,94.1,92.3,90.4,88.4,86.3,84.2,82.1,80,77.900000000000006,75.900000000000006,74,72.2,70.3,68.599999999999994,null,30,91.1,93.7,94,92.9,91.7,90.3,88.6,86.8,85,83.1,81.099999999999994,79.099999999999994,77.2,75.3,73.5,71.8,70.099999999999994,68.5,67,65.5,null,30,96.6,97.5,97.2,96.4,95.2,93.7,91.9,90,87.9,85.7,83.5,81.2,79,76.900000000000006,74.8,72.8,70.900000000000006,69.099999999999994,67.3,65.599999999999994,null,30,93.5,94.8,94.6,93.7,92.3,90.6,88.7,86.5,84.3,82.1,79.8,77.599999999999994,75.400000000000006,73.3,71.3,69.400000000000006,67.5,65.8,64.099999999999994,62.5]
[null,35,93.1,94.9,94.6,93.3,91.6,89.5,87.3,85,82.7,80.3,77.900000000000006,75.599999999999994,73.400000000000006,71.2,69.099999999999994,67.099999999999994,65.2,63.4,61.6,60,null,35,97.5,98.2,98,97.4,96.5,95.3,93.7,92,90.2,88.2,86.2,84.1,82,79.900000000000006,77.900000000000006,75.900000000000006,74,72.099999999999994,70.3,68.599999999999994,null,35,88.6,91.8,92.2,91.6,90.7,89.5,87.9,86.3,84.5,82.7,80.8,78.900000000000006,77,75.2,73.400000000000006,71.7,70.099999999999994,68.5,67,65.5,null,35,95,96.3,96.2,95.6,94.5,93.1,91.4,89.6,87.5,85.4,83.2,81.099999999999994,78.900000000000006,76.8,74.8,72.8,70.900000000000006,69,67.2,65.599999999999994,null,35,90.2,92.6,92.9,92.3,91.1,89.6,87.8,85.9,83.8,81.599999999999994,79.5,77.3,75.2,73.099999999999994,71.2,69.3,67.5,65.7,64,62.5]
[null,40,90.7,93,93,92,90.5,88.6,86.6,84.4,82.1,79.900000000000006,77.599999999999994,75.400000000000006,73.2,71.099999999999994,69,67,65.2,63.3,61.6,60,null,40,96.4,97.3,97.2,96.8,95.9,94.8,93.3,91.7,89.9,87.9,85.9,83.9,81.8,79.8,77.8,75.8,73.900000000000006,72.099999999999994,70.3,68.599999999999994,null,40,85.9,89.4,90.4,90.3,89.6,88.5,87.1,85.6,83.9,82.2,80.400000000000006,78.599999999999994,76.8,75,73.3,71.599999999999994,70,68.5,66.900000000000006,65.5,null,40,93,94.9,95.1,94.6,93.6,92.4,90.8,89,87.1,85.1,82.9,80.8,78.7,76.7,74.7,72.7,70.8,69,67.2,65.599999999999994,null,40,87,90.2,91,90.7,89.7,88.4,86.8,85,83.1,81.099999999999994,79,77,74.900000000000006,72.900000000000006,71,69.099999999999994,67.400000000000006,65.7,64,62.5]
[null,45,88,90.7,91,90.5,89.2,87.5,85.6,83.6,81.5,79.3,77.2,75,72.900000000000006,70.900000000000006,68.8,66.900000000000006,65.099999999999994,63.3,61.6,60,null,45,94.8,96.1,96.3,96,95.2,94.1,92.7,91.2,89.4,87.6,85.6,83.6,81.599999999999994,79.599999999999994,77.7,75.8,73.900000000000006,72.099999999999994,70.3,68.599999999999994,null,45,82.5,86.9,88.5,88.7,88.2,87.3,86.1,84.8,83.3,81.7,80,78.2,76.5,74.8,73.099999999999994,71.5,69.900000000000006,68.400000000000006,66.900000000000006,65.5,null,45,90.8,93.1,93.6,93.4,92.6,91.5,90,88.4,86.5,84.6,82.6,80.5,78.5,76.5,74.5,72.599999999999994,70.7,68.900000000000006,67.2,65.599999999999994,null,45,83.7,87.6,88.8,88.8,88.1,87.1,85.7,84.1,82.3,80.400000000000006,78.5,76.5,74.599999999999994,72.7,70.8,69,67.3,65.599999999999994,64,62.5]
[null,50,85,88,88.8,88.6,87.6,86.2,84.5,82.7,80.7,78.7,76.599999999999994,74.599999999999994,72.599999999999994,70.599999999999994,68.599999999999994,66.8,65,63.2,61.6,60,null,50,93,94.8,95.2,94.9,94.3,93.3,92,90.5,88.9,87.1,85.3,83.3,81.400000000000006,79.5,77.5,75.599999999999994,73.8,72,70.3,68.599999999999994,null,50,79.400000000000006,84.4,86.4,86.9,86.7,86,85,83.9,82.5,81,79.400000000000006,77.8,76.099999999999994,74.5,72.900000000000006,71.3,69.8,68.3,66.900000000000006,65.5,null,50,88.3,91.1,92,91.9,91.4,90.4,89.1,87.6,85.9,84,82.1,80.099999999999994,78.2,76.2,74.3,72.5,70.599999999999994,68.900000000000006,67.2,65.599999999999994,null,50,80.5,84.8,86.4,86.8,86.4,85.5,84.4,83,81.400000000000006,79.7,77.900000000000006,76,74.2,72.3,70.5,68.8,67.099999999999994,65.5,64,62.5]
[null,55,81.8,85.3,86.4,86.3,85.7,84.6,83.2,81.5,79.8,77.900000000000006,75.900000000000006,74,72.099999999999994,70.2,68.400000000000006,66.599999999999994,64.8,63.1,61.5,60,null,55,91,93.2,93.7,93.6,93.1,92.3,91.1,89.8,88.2,86.6,84.8,82.9,81.099999999999994,79.2,77.3,75.5,73.7,72,70.2,68.599999999999994,null,55,76.599999999999994,81.900000000000006,84,84.9,85,84.5,83.7,82.8,81.599999999999994,80.3,78.8,77.3,75.7,74.2,72.7,71.2,69.7,68.3,66.900000000000006,65.5,null,55,85.7,89,90.1,90.2,89.9,89.1,88,86.6,85.1,83.4,81.5,79.7,77.8,75.900000000000006,74.099999999999994,72.3,70.5,68.8,67.099999999999994,65.599999999999994,null,55,77.3,82,83.9,84.5,84.4,83.9,83,81.8,80.3,78.8,77.099999999999994,75.400000000000006,73.7,72,70.3,68.599999999999994,67,65.400000000000006,63.9,62.5]
[null,60,78.7,82.3,83.6,83.9,83.5,82.7,81.5,80.099999999999994,78.599999999999994,76.900000000000006,75.099999999999994,73.400000000000006,71.599999999999994,69.8,68,66.3,64.7,63,61.5,60,null,60,88.8,91.2,92,92,91.7,91,90,88.8,87.4,85.9,84.2,82.4,80.7,78.900000000000006,77.099999999999994,75.3,73.599999999999994,71.900000000000006,70.2,68.599999999999994,null,60,73.8,79.099999999999994,81.599999999999994,82.7,83,82.8,82.3,81.599999999999994,80.599999999999994,79.400000000000006,78.099999999999994,76.7,75.2,73.8,72.400000000000006,70.900000000000006,69.5,68.2,66.8,65.5,null,60,83.1,86.6,87.9,88.3,88.1,87.6,86.7,85.5,84.1,82.5,80.8,79.099999999999994,77.3,75.599999999999994,73.8,72.099999999999994,70.400000000000006,68.7,67.099999999999994,65.599999999999994,null,60,74.400000000000006,79.099999999999994,81.099999999999994,82,82.2,82,81.3,80.3,79.2,77.8,76.3,74.7,73.099999999999994,71.5,69.900000000000006,68.3,66.8,65.3,63.9,62.5]
[null,65,75.599999999999994,79.099999999999994,80.599999999999994,81.2,81,80.5,79.599999999999994,78.5,77.2,75.7,74.099999999999994,72.5,70.900000000000006,69.3,67.599999999999994,66,64.400000000000006,62.9,61.4,60,null,65,86.2,88.9,89.9,90.2,90,89.5,88.7,87.6,86.4,85,83.4,81.8,80.2,78.5,76.8,75.099999999999994,73.400000000000006,71.8,70.2,68.599999999999994,null,65,71.099999999999994,76.400000000000006,78.900000000000006,80.3,80.8,80.900000000000006,80.599999999999994,80.099999999999994,79.400000000000006,78.400000000000006,77.2,75.900000000000006,74.599999999999994,73.3,72,70.7,69.400000000000006,68,66.8,65.5,null,65,80.400000000000006,83.9,85.5,86.1,86.1,85.8,85.1,84.1,82.9,81.5,80,78.400000000000006,76.8,75.099999999999994,73.5,71.8,70.2,68.599999999999994,67.099999999999994,65.599999999999994,null,65,71.8,76.099999999999994,78.3,79.5,79.900000000000006,79.900000000000006,79.5,78.7,77.8,76.599999999999994,75.3,73.900000000000006,72.400000000000006,71,69.5,68,66.599999999999994,65.2,63.8,62.5]
[null,70,72.7,75.900000000000006,77.5,78.2,78.3,78,77.400000000000006,76.5,75.5,74.2,72.900000000000006,71.5,70.099999999999994,68.599999999999994,67.099999999999994,65.599999999999994,64.2,62.7,61.3,60,null,70,83.6,86.4,87.5,88,88,87.6,86.9,86.1,85.1,83.8,82.5,81,79.5,77.900000000000006,76.400000000000006,74.8,73.2,71.599999999999994,70.099999999999994,68.599999999999994,null,70,68.599999999999994,73.5,76.2,77.599999999999994,78.400000000000006,78.8,78.7,78.5,77.900000000000006,77.099999999999994,76.2,75.099999999999994,73.900000000000006,72.8,71.5,70.3,69.099999999999994,67.900000000000006,66.7,65.5,null,70,77.7,81.2,82.8,83.6,83.9,83.7,83.2,82.4,81.400000000000006,80.3,78.900000000000006,77.5,76,74.5,73,71.5,70,68.5,67,65.599999999999994,null,70,69.2,73.2,75.5,76.8,77.400000000000006,77.599999999999994,77.400000000000006,76.900000000000006,76.2,75.3,74.2,72.900000000000006,71.599999999999994,70.3,69,67.7,66.3,65,63.7,62.5]
[null,75,69.900000000000006,72.7,74.2,75,75.3,75.2,74.8,74.2,73.400000000000006,72.5,71.400000000000006,70.3,69.099999999999994,67.8,66.5,65.099999999999994,63.8,62.5,61.2,60,null,75,81,83.6,84.9,85.5,85.6,85.3,84.9,84.2,83.4,82.4,81.2,80,78.599999999999994,77.2,75.8,74.3,72.900000000000006,71.5,70,68.599999999999994,null,75,66.3,70.599999999999994,73.3,74.900000000000006,75.900000000000006,76.400000000000006,76.599999999999994,76.5,76.099999999999994,75.599999999999994,74.900000000000006,74,73,72,71,69.900000000000006,68.8,67.7,66.599999999999994,65.5,null,75,75.2,78.400000000000006,80.099999999999994,81,81.3,81.3,81,80.400000000000006,79.599999999999994,78.7,77.599999999999994,76.400000000000006,75.099999999999994,73.8,72.400000000000006,71,69.599999999999994,68.3,66.900000000000006,65.599999999999994,null,75,67,70.599999999999994,72.8,74.099999999999994,74.8,75.099999999999994,75.099999999999994,74.8,74.3,73.599999999999994,72.7,71.7,70.7,69.5,68.400000000000006,67.2,66,64.8,63.6,62.5]
[null,80,67.2,69.5,70.8,71.7,72.099999999999994,72.099999999999994,72,71.599999999999994,71.099999999999994,70.400000000000006,69.599999999999994,68.7,67.8,66.7,65.599999999999994,64.5,63.4,62.2,61.1,60,null,80,78.599999999999994,80.8,82,82.5,82.8,82.7,82.4,81.900000000000006,81.3,80.5,79.599999999999994,78.5,77.400000000000006,76.3,75,73.8,72.5,71.2,69.900000000000006,68.599999999999994,null,80,64.3,68,70.5,72.099999999999994,73.2,73.900000000000006,74.2,74.3,74.099999999999994,73.8,73.3,72.599999999999994,71.900000000000006,71.099999999999994,70.2,69.3,68.400000000000006,67.5,66.5,65.5,null,80,73,75.599999999999994,77.2,78.099999999999994,78.5,78.599999999999994,78.400000000000006,78.099999999999994,77.5,76.8,75.900000000000006,74.900000000000006,73.900000000000006,72.8,71.599999999999994,70.400000000000006,69.2,68,66.8,65.599999999999994,null,80,65.3,68.099999999999994,70,71.3,72.099999999999994,72.5,72.599999999999994,72.5,72.2,71.7,71,70.3,69.400000000000006,68.5,67.599999999999994,66.599999999999994,65.599999999999994,64.5,63.5,62.5]
[null,85,64.8,66.5,67.599999999999994,68.3,68.7,68.900000000000006,68.900000000000006,68.7,68.400000000000006,68,67.5,66.8,66.099999999999994,65.400000000000006,64.5,63.7,62.8,61.8,60.9,60,null,85,76.099999999999994,77.7,78.7,79.3,79.599999999999994,79.7,79.5,79.2,78.8,78.2,77.5,76.7,75.900000000000006,74.900000000000006,74,72.900000000000006,71.900000000000006,70.8,69.7,68.599999999999994,null,85,63.1,65.900000000000006,67.900000000000006,69.400000000000006,70.400000000000006,71.2,71.599999999999994,71.8,71.8,71.599999999999994,71.3,70.900000000000006,70.5,69.900000000000006,69.3,68.599999999999994,67.900000000000006,67.099999999999994,66.3,65.5,null,85,71.099999999999994,73,74.2,75,75.400000000000006,75.599999999999994,75.5,75.3,74.900000000000006,74.400000000000006,73.8,73.099999999999994,72.3,71.400000000000006,70.5,69.599999999999994,68.599999999999994,67.599999999999994,66.599999999999994,65.599999999999994,null,85,63.9,66,67.5,68.599999999999994,69.3,69.7,69.900000000000006,69.900000000000006,69.8,69.5,69,68.5,67.900000000000006,67.2,66.5,65.8,65,64.2,63.3,62.5]
[null,90,62.7,63.7,64.400000000000006,65,65.3,65.5,65.599999999999994,65.599999999999994,65.5,65.2,65,64.599999999999994,64.2,63.7,63.1,62.6,61.9,61.3,60.6,60,null,90,73.900000000000006,74.8,75.5,75.900000000000006,76.099999999999994,76.2,76.2,76,75.7,75.3,74.900000000000006,74.400000000000006,73.8,73.2,72.5,71.8,71,70.3,69.400000000000006,68.599999999999994,null,90,62.7,64.5,65.900000000000006,67,67.8,68.400000000000006,68.8,69.099999999999994,69.2,69.2,69.099999999999994,68.900000000000006,68.7,68.400000000000006,68,67.599999999999994,67.099999999999994,66.599999999999994,66.099999999999994,65.5,null,90,69.400000000000006,70.5,71.2,71.7,72,72.2,72.2,72.099999999999994,71.900000000000006,71.599999999999994,71.2,70.8,70.3,69.7,69.099999999999994,68.5,67.8,67.099999999999994,66.3,65.599999999999994,null,90,63,64.3,65.2,65.900000000000006,66.400000000000006,66.8,67,67.099999999999994,67,66.900000000000006,66.7,66.400000000000006,66.099999999999994,65.7,65.2,64.7,64.2,63.6,63.1,62.5]
[null,95,61.1,61.5,61.8,62,62.1,62.2,62.3,62.3,62.3,62.2,62.1,62,61.8,61.6,61.4,61.2,60.9,60.6,60.3,60,null,95,71.5,71.8,72,72.099999999999994,72.2,72.2,72.2,72.099999999999994,72,71.900000000000006,71.7,71.400000000000006,71.2,70.900000000000006,70.599999999999994,70.2,69.900000000000006,69.5,69,68.599999999999994,null,95,63.3,64,64.599999999999994,65.099999999999994,65.5,65.8,66.099999999999994,66.3,66.400000000000006,66.5,66.599999999999994,66.599999999999994,66.599999999999994,66.5,66.400000000000006,66.3,66.099999999999994,66,65.7,65.5,null,95,67.599999999999994,67.900000000000006,68.099999999999994,68.3,68.400000000000006,68.5,68.5,68.5,68.400000000000006,68.3,68.2,68,67.8,67.599999999999994,67.3,67,66.7,66.3,65.900000000000006,65.599999999999994,null,95,62.3,62.8,63.1,63.4,63.6,63.8,63.9,64,64.099999999999994,64.099999999999994,64.099999999999994,64,63.9,63.8,63.6,63.4,63.2,63,62.7,62.5]
[null,98,60.7,60.7,60.7,60.8,60.8,60.8,60.8,60.8,60.7,60.7,60.7,60.6,60.6,60.5,60.4,60.3,60.3,60.2,60.1,60,null,98,70.2,70.2,70.2,70.2,70.099999999999994,70.099999999999994,70.099999999999994,70,69.900000000000006,69.8,69.7,69.7,69.599999999999994,69.400000000000006,69.3,69.2,69,68.900000000000006,68.8,68.599999999999994,null,98,64.7,64.8,65,65.099999999999994,65.2,65.3,65.400000000000006,65.5,65.5,65.599999999999994,65.599999999999994,65.599999999999994,65.599999999999994,65.7,65.7,65.599999999999994,65.599999999999994,65.599999999999994,65.5,65.5,null,98,66.7,66.8,66.8,66.8,66.8,66.7,66.7,66.7,66.599999999999994,66.599999999999994,66.5,66.400000000000006,66.3,66.3,66.099999999999994,66,65.900000000000006,65.8,65.7,65.599999999999994,null,98,62.6,62.7,62.8,62.8,62.9,62.9,62.9,62.9,62.9,62.9,62.9,62.9,62.9,62.8,62.8,62.7,62.7,62.6,62.5,62.5]
[]
[null,"Mean Annual Mass Removal Efficiencies for 1.25-inches of Retention for Zone 1",null,null,null,null,null,null,null,null,null,null,null,null,null,null,null,null,null,null,null,null,null,"Mean Annual Mass Removal Efficiencies for 1.25-inches of Retention for Zone 2",null,null,null,null,null,null,null,null,null,null,null,null,null,null,null,null,null,null,null,null,null,"Mean Annual Mass Removal Efficiencies for 1.25-inches of Retention for Zone 3",null,null,null,null,null,null,null,null,null,null,null,null,null,null,null,null,null,null,null,null,null,"Mean Annual Mass Removal Efficiencies for 1.25-inches of Retention for Zone 4",null,null,null,null,null,null,null,null,null,null,null,null,null,null,null,null,null,null,null,null,null,"Mean Annual Mass Removal Efficiencies for 1.25-inches of Retention for Zone 5"]
[]
[]
[null,"NDCIA CN","Percent DCIA",null,null,null,null,null,null,null,null,null,null,null,null,null,null,null,null,null,null,null,null,"NDCIA CN","Percent DCIA",null,null,null,null,null,null,null,null,null,null,null,null,null,null,null,null,null,null,null,null,"NDCIA CN","Percent DCIA",null,null,null,null,null,null,null,null,null,null,null,null,null,null,null,null,null,null,null,null,"NDCIA CN","Percent DCIA",null,null,null,null,null,null,null,null,null,null,null,null,null,null,null,null,null,null,null,null,"NDCIA CN","Percent DCIA"]
[null,null,5,10,15,20,25,30,35,40,45,50,55,60,65,70,75,80,85,90,95,100,null,null,5,10,15,20,25,30,35,40,45,50,55,60,65,70,75,80,85,90,95,100,null,null,5,10,15,20,25,30,35,40,45,50,55,60,65,70,75,80,85,90,95,100,null,null,5,10,15,20,25,30,35,40,45,50,55,60,65,70,75,80,85,90,95,100,null,null,5,10,15,20,25,30,35,40,45,50,55,60,65,70,75,80,85,90,95,100]
[null,30,96.1,97.3,97.2,96.3,94.9,93.4,91.6,89.7,87.8,85.8,83.8,81.8,79.900000000000006,77.900000000000006,76,74.2,72.400000000000006,70.599999999999994,68.900000000000006,67.3,null,30,98.9,99.1,99,98.7,98.1,97.3,96.4,95.2,93.9,92.4,90.9,89.3,87.7,86,84.3,82.6,80.900000000000006,79.2,77.599999999999994,76,null,30,92.1,94.5,95.2,94.8,93.7,92.7,91.5,90.2,88.7,87.3,85.7,84.2,82.6,81,79.400000000000006,77.8,76.3,74.8,73.400000000000006,72,null,30,97.3,98,98,97.5,96.8,95.8,94.6,93.3,91.8,90.2,88.5,86.8,85,83.2,81.400000000000006,79.599999999999994,77.900000000000006,76.2,74.5,72.900000000000006,null,30,95.1,96.1,96,95.4,94.5,93.3,91.9,90.4,88.7,86.9,85.1,83.3,81.5,79.7,77.8,76.099999999999994,74.400000000000006,72.7,71.099999999999994,69.5]
[null,35,94.5,96.1,96.2,95.4,94.1,92.7,91,89.2,87.4,85.5,83.5,81.599999999999994,79.7,77.8,75.900000000000006,74.099999999999994,72.3,70.599999999999994,68.900000000000006,67.3,null,35,98.1,98.6,98.6,98.3,97.7,97,96.1,94.9,93.7,92.3,90.8,89.2,87.6,85.9,84.2,82.5,80.900000000000006,79.2,77.599999999999994,76,null,35,90,92.9,93.9,93.5,92.7,91.9,90.8,89.6,88.2,86.9,85.4,83.9,82.4,80.8,79.3,77.7,76.2,74.8,73.400000000000006,72,null,35,95.9,97.2,97.3,96.9,96.2,95.3,94.2,92.9,91.5,89.9,88.3,86.6,84.8,83,81.3,79.5,77.8,76.2,74.5,72.900000000000006,null,35,92.3,94.2,94.5,94.2,93.4,92.4,91.1,89.7,88.2,86.5,84.8,83,81.2,79.5,77.7,76,74.3,72.599999999999994,71.099999999999994,69.5]
[null,40,92.5,94.5,94.8,94.2,93.2,91.9,90.3,88.6,86.9,85,83.2,81.3,79.5,77.599999999999994,75.8,74,72.3,70.599999999999994,68.900000000000006,67.3,null,40,97.2,98,98,97.8,97.3,96.6,95.7,94.6,93.4,92,90.5,89,87.4,85.8,84.1,82.5,80.8,79.2,77.599999999999994,76,null,40,87.8,91.2,92.2,92.2,91.7,91,90.1,89,87.7,86.4,85,83.6,82.1,80.599999999999994,79.099999999999994,77.599999999999994,76.2,74.7,73.3,72,null,40,94.5,96,96.3,96.1,95.5,94.6,93.6,92.4,91.1,89.6,88,86.3,84.6,82.9,81.2,79.5,77.8,76.099999999999994,74.5,72.900000000000006,null,40,89.3,92,92.8,92.8,92.2,91.3,90.2,88.9,87.5,85.9,84.3,82.6,80.900000000000006,79.2,77.5,75.8,74.2,72.599999999999994,71,69.5]
[null,45,90.4,92.7,93.2,92.8,92,90.9,89.4,87.9,86.3,84.5,82.8,81,79.2,77.400000000000006,75.599999999999994,73.900000000000006,72.2,70.5,68.900000000000006,67.3,null,45,96.1,97.1,97.3,97.1,96.7,96.1,95.2,94.2,93,91.7,90.3,88.8,87.2,85.6,84,82.4,80.7,79.099999999999994,77.599999999999994,76,null,45,85.4,89,90.3,90.7,90.5,90,89.2,88.2,87,85.9,84.6,83.2,81.8,80.400000000000006,78.900000000000006,77.5,76.099999999999994,74.7,73.3,72,null,45,92.7,94.6,95.1,95,94.6,93.9,93,91.8,90.6,89.1,87.6,86,84.4,82.7,81,79.3,77.7,76.099999999999994,74.5,72.900000000000006,null,45,86.5,89.8,90.9,91.2,90.9,90.1,89.2,88,86.7,85.3,83.8,82.2,80.599999999999994,78.900000000000006,77.3,75.7,74.099999999999994,72.5,71,69.5]
[null,50,88,90.6,91.3,91.2,90.6,89.7,88.4,87,85.5,83.9,82.2,80.5,78.8,77.099999999999994,75.400000000000006,73.7,72.099999999999994,70.400000000000006,68.900000000000006,67.3,null,50,94.7,96,96.4,96.3,96,95.4,94.6,93.6,92.5,91.3,89.9,88.5,87,85.4,83.8,82.2,80.7,79.099999999999994,77.5,76,null,50,82.3,86.7,88.4,89.2,89.2,88.9,88.2,87.3,86.3,85.2,84.1,82.8,81.5,80.099999999999994,78.7,77.3,75.900000000000006,74.599999999999994,73.3,72,null,50,90.7,93.1,93.8,93.8,93.6,93,92.1,91.1,89.9,88.6,87.2,85.7,84.1,82.4,80.8,79.2,77.599999999999994,76,74.5,72.900000000000006,null,50,83.8,87.5,88.9,89.5,89.3,88.8,88,87,85.8,84.5,83.1,81.7,80.2,78.599999999999994,77,75.5,73.900000000000006,72.400000000000006,71,69.5]
[null,55,85.4,88.2,89.2,89.3,88.9,88.2,87.2,86,84.6,83.1,81.599999999999994,80,78.400000000000006,76.7,75.099999999999994,73.5,71.900000000000006,70.3,68.8,67.3,null,55,93,94.8,95.3,95.3,95.1,94.6,93.9,93,91.9,90.8,89.5,88.1,86.7,85.2,83.6,82.1,80.599999999999994,79,77.5,76,null,55,79.7,84.4,86.6,87.4,87.6,87.5,87,86.3,85.4,84.5,83.5,82.3,81.099999999999994,79.8,78.400000000000006,77.099999999999994,75.8,74.5,73.2,72,null,55,88.6,91.3,92.2,92.5,92.3,91.9,91.2,90.3,89.2,88,86.6,85.2,83.7,82.1,80.599999999999994,79,77.5,75.900000000000006,74.400000000000006,72.900000000000006,null,55,81.2,85.1,86.8,87.5,87.5,87.2,86.6,85.8,84.8,83.7,82.4,81.099999999999994,79.7,78.2,76.7,75.3,73.8,72.3,70.900000000000006,69.5]
[null,60,82.7,85.7,86.9,87.2,87,86.5,85.7,84.7,83.5,82.2,80.8,79.3,77.8,76.3,74.8,73.2,71.7,70.2,68.8,67.3,null,60,91.3,93.3,94,94.1,94,93.6,92.9,92.2,91.2,90.1,88.9,87.7,86.3,84.9,83.4,81.900000000000006,80.400000000000006,78.900000000000006,77.5,76,null,60,77.400000000000006,82.3,84.4,85.5,85.9,86,85.7,85.1,84.4,83.7,82.8,81.7,80.599999999999994,79.400000000000006,78.099999999999994,76.900000000000006,75.599999999999994,74.400000000000006,73.2,72,null,60,86.4,89.3,90.5,90.9,90.9,90.6,90,89.2,88.3,87.2,86,84.6,83.2,81.8,80.3,78.8,77.3,75.8,74.400000000000006,72.900000000000006,null,60,78.599999999999994,82.7,84.6,85.4,85.6,85.5,85.1,84.5,83.7,82.7,81.599999999999994,80.400000000000006,79.099999999999994,77.8,76.400000000000006,75,73.599999999999994,72.2,70.900000000000006,69.5]
[null,65,80.099999999999994,83.1,84.4,84.9,84.9,84.5,83.9,83.1,82.1,81,79.8,78.5,77.099999999999994,75.7,74.3,72.900000000000006,71.5,70.099999999999994,68.7,67.3,null,65,89.4,91.6,92.4,92.7,92.6,92.3,91.8,91.1,90.3,89.3,88.3,87.1,85.8,84.5,83.1,81.7,80.3,78.8,77.400000000000006,76,null,65,75.3,79.8,82.2,83.4,84.1,84.2,84.1,83.8,83.3,82.7,81.900000000000006,81,80,78.900000000000006,77.8,76.599999999999994,75.400000000000006,74.3,73.099999999999994,72,null,65,84.3,87.2,88.5,89.1,89.2,89,88.6,88,87.2,86.3,85.2,84,82.7,81.3,79.900000000000006,78.5,77.099999999999994,75.7,74.3,72.900000000000006,null,65,76.400000000000006,80.3,82.2,83.1,83.6,83.7,83.5,83.1,82.4,81.599999999999994,80.7,79.599999999999994,78.5,77.2,76,74.7,73.400000000000006,72.099999999999994,70.8,69.5]
[null,70,77.599999999999994,80.3,81.7,82.4,82.5,82.4,81.900000000000006,81.3,80.599999999999994,79.7,78.599999999999994,77.5,76.3,75.099999999999994,73.8,72.5,71.2,69.900000000000006,68.599999999999994,67.3,null,70,87.5,89.6,90.6,91,91,90.8,90.4,89.8,89.1,88.3,87.4,86.3,85.2,83.9,82.7,81.400000000000006,80,78.7,77.3,76,null,70,73.099999999999994,77.5,79.900000000000006,81.3,82,82.3,82.4,82.3,82,81.5,80.900000000000006,80.099999999999994,79.3,78.3,77.3,76.3,75.2,74.099999999999994,73.099999999999994,72,null,70,82.1,85,86.4,87.1,87.4,87.3,87,86.6,85.9,85.1,84.2,83.1,82,80.7,79.5,78.2,76.900000000000006,75.599999999999994,74.3,72.900000000000006,null,70,74.3,77.7,79.7,80.8,81.5,81.7,81.7,81.400000000000006,80.900000000000006,80.3,79.5,78.7,77.7,76.599999999999994,75.400000000000006,74.3,73.099999999999994,71.900000000000006,70.7,69.5]
[null,75,75.2,77.599999999999994,79,79.7,80,79.900000000000006,79.7,79.3,78.7,78,77.2,76.3,75.3,74.2,73.099999999999994,72,70.900000000000006,69.7,68.5,67.3,null,75,85.4,87.4,88.5,89,89.1,89,88.7,88.3,87.7,87,86.2,85.3,84.3,83.3,82.1,80.900000000000006,79.7,78.5,77.3,76,null,75,71.2,75.099999999999994,77.400000000000006,78.900000000000006,79.7,80.3,80.5,80.599999999999994,80.400000000000006,80.099999999999994,79.7,79.099999999999994,78.400000000000006,77.599999999999994,76.7,75.8,74.900000000000006,73.900000000000006,73,72,null,75,80.099999999999994,82.7,84.1,84.9,85.3,85.4,85.2,84.9,84.4,83.7,82.9,82,81.099999999999994,80,78.900000000000006,77.7,76.599999999999994,75.400000000000006,74.2,72.900000000000006,null,75,72.400000000000006,75.400000000000006,77.3,78.5,79.2,79.599999999999994,79.7,79.599999999999994,79.3,78.8,78.2,77.5,76.7,75.8,74.8,73.8,72.7,71.7,70.599999999999994,69.5]
[null,80,73,74.900000000000006,76.099999999999994,76.8,77.2,77.3,77.3,77,76.599999999999994,76.099999999999994,75.5,74.8,74,73.2,72.3,71.400000000000006,70.400000000000006,69.400000000000006,68.400000000000006,67.3,null,80,83.4,85.2,86.2,86.7,86.9,86.9,86.7,86.4,86,85.5,84.8,84.1,83.3,82.3,81.400000000000006,80.400000000000006,79.3,78.2,77.099999999999994,76,null,80,69.599999999999994,72.8,75,76.400000000000006,77.400000000000006,78.099999999999994,78.5,78.7,78.7,78.5,78.2,77.8,77.3,76.7,76,75.2,74.5,73.7,72.8,72,null,80,78.2,80.400000000000006,81.7,82.5,83,83.2,83.1,82.9,82.5,82,81.400000000000006,80.7,79.900000000000006,79.099999999999994,78.099999999999994,77.099999999999994,76.099999999999994,75.099999999999994,74,72.900000000000006,null,80,70.8,73.3,75.099999999999994,76.2,76.900000000000006,77.400000000000006,77.599999999999994,77.599999999999994,77.400000000000006,77.099999999999994,76.7,76.2,75.5,74.8,74,73.2,72.3,71.400000000000006,70.5,69.5]
[null,85,70.900000000000006,72.3,73.3,73.900000000000006,74.3,74.5,74.599999999999994,74.5,74.3,73.900000000000006,73.5,73.099999999999994,72.5,71.900000000000006,71.2,70.5,69.8,69,68.2,67.3,null,85,81.599999999999994,82.9,83.7,84.2,84.4,84.5,84.4,84.2,84,83.6,83.1,82.5,81.900000000000006,81.2,80.400000000000006,79.599999999999994,78.8,77.900000000000006,76.900000000000006,76,null,85,68.5,71,72.900000000000006,74.2,75.099999999999994,75.8,76.3,76.599999999999994,76.7,76.7,76.599999999999994,76.3,76,75.5,75.099999999999994,74.5,73.900000000000006,73.3,72.7,72,null,85,76.7,78.3,79.3,80.099999999999994,80.5,80.7,80.7,80.599999999999994,80.400000000000006,80.099999999999994,79.599999999999994,79.099999999999994,78.5,77.8,77.099999999999994,76.400000000000006,75.5,74.7,73.8,72.900000000000006,null,85,69.8,71.599999999999994,72.900000000000006,73.900000000000006,74.599999999999994,75,75.3,75.400000000000006,75.400000000000006,75.2,75,74.599999999999994,74.099999999999994,73.599999999999994,73,72.400000000000006,71.7,71,70.3,69.5]
[null,90,69.2,70,70.599999999999994,71.099999999999994,71.400000000000006,71.599999999999994,71.7,71.7,71.7,71.5,71.3,71.099999999999994,70.7,70.400000000000006,70,69.5,69,68.5,67.900000000000006,67.3,null,90,79.7,80.5,81,81.400000000000006,81.599999999999994,81.7,81.7,81.7,81.5,81.3,80.900000000000006,80.599999999999994,80.099999999999994,79.7,79.099999999999994,78.599999999999994,78,77.400000000000006,76.7,76,null,90,68.400000000000006,69.900000000000006,71.2,72.2,73,73.599999999999994,74,74.3,74.5,74.599999999999994,74.599999999999994,74.599999999999994,74.400000000000006,74.2,73.900000000000006,73.599999999999994,73.3,72.900000000000006,72.400000000000006,72,null,90,75.400000000000006,76.3,77,77.5,77.8,78,78.099999999999994,78,77.900000000000006,77.7,77.5,77.099999999999994,76.8,76.3,75.900000000000006,75.3,74.8,74.2,73.599999999999994,72.900000000000006,null,90,69.2,70.3,71.099999999999994,71.8,72.3,72.599999999999994,72.900000000000006,73,73.099999999999994,73.099999999999994,72.900000000000006,72.7,72.5,72.2,71.8,71.400000000000006,71,70.5,70,69.5]
[null,95,67.8,68.099999999999994,68.400000000000006,68.599999999999994,68.7,68.900000000000006,68.900000000000006,69,69,69,68.900000000000006,68.900000000000006,68.7,68.599999999999994,68.5,68.3,68.099999999999994,67.8,67.599999999999994,67.3,null,95,77.900000000000006,78.2,78.400000000000006,78.5,78.599999999999994,78.7,78.7,78.599999999999994,78.599999999999994,78.400000000000006,78.3,78.2,78,77.8,77.5,77.3,77,76.7,76.3,76,null,95,69.3,70,70.5,71,71.400000000000006,71.7,72,72.2,72.400000000000006,72.5,72.599999999999994,72.599999999999994,72.599999999999994,72.599999999999994,72.599999999999994,72.5,72.400000000000006,72.3,72.2,72,null,95,74.2,74.5,74.7,74.900000000000006,75,75.099999999999994,75.099999999999994,75.099999999999994,75.099999999999994,75,74.900000000000006,74.8,74.599999999999994,74.5,74.3,74,73.8,73.5,73.3,72.900000000000006,null,95,68.900000000000006,69.3,69.7,70,70.2,70.400000000000006,70.5,70.599999999999994,70.7,70.7,70.7,70.7,70.599999999999994,70.5,70.400000000000006,70.3,70.099999999999994,69.900000000000006,69.7,69.5]
[null,98,67.7,67.7,67.7,67.8,67.8,67.8,67.8,67.8,67.8,67.8,67.8,67.8,67.7,67.7,67.599999999999994,67.599999999999994,67.5,67.5,67.400000000000006,67.3,null,98,77.099999999999994,77.099999999999994,77.099999999999994,77.099999999999994,77.099999999999994,77.099999999999994,77,77,76.900000000000006,76.900000000000006,76.8,76.8,76.7,76.599999999999994,76.5,76.400000000000006,76.3,76.2,76.099999999999994,76,null,98,70.900000000000006,71,71.2,71.3,71.400000000000006,71.5,71.599999999999994,71.7,71.8,71.8,71.900000000000006,71.900000000000006,72,72,72,72,72,72,72,72,null,98,73.7,73.7,73.7,73.7,73.7,73.7,73.7,73.7,73.7,73.599999999999994,73.599999999999994,73.599999999999994,73.5,73.400000000000006,73.400000000000006,73.3,73.2,73.099999999999994,73,72.900000000000006,null,98,69.400000000000006,69.5,69.599999999999994,69.599999999999994,69.7,69.7,69.8,69.8,69.8,69.8,69.8,69.8,69.8,69.8,69.7,69.7,69.7,69.599999999999994,69.599999999999994,69.5]
[]
[null,"Mean Annual Mass Removal Efficiencies for 1.50-inches of Retention for Zone 1",null,null,null,null,null,null,null,null,null,null,null,null,null,null,null,null,null,null,null,null,null,"Mean Annual Mass Removal Efficiencies for 1.50-inches of Retention for Zone 2",null,null,null,null,null,null,null,null,null,null,null,null,null,null,null,null,null,null,null,null,null,"Mean Annual Mass Removal Efficiencies for 1.50-inches of Retention for Zone 3",null,null,null,null,null,null,null,null,null,null,null,null,null,null,null,null,null,null,null,null,null,"Mean Annual Mass Removal Efficiencies for 1.50-inches of Retention for Zone 4",null,null,null,null,null,null,null,null,null,null,null,null,null,null,null,null,null,null,null,null,null,"Mean Annual Mass Removal Efficiencies for 1.50-inches of Retention for Zone 5"]
[]
[]
[null,"NDCIA CN","Percent DCIA",null,null,null,null,null,null,null,null,null,null,null,null,null,null,null,null,null,null,null,null,"NDCIA CN","Percent DCIA",null,null,null,null,null,null,null,null,null,null,null,null,null,null,null,null,null,null,null,null,"NDCIA CN","Percent DCIA",null,null,null,null,null,null,null,null,null,null,null,null,null,null,null,null,null,null,null,null,"NDCIA CN","Percent DCIA",null,null,null,null,null,null,null,null,null,null,null,null,null,null,null,null,null,null,null,null,"NDCIA CN","Percent DCIA"]
[null,null,5,10,15,20,25,30,35,40,45,50,55,60,65,70,75,80,85,90,95,100,null,null,5,10,15,20,25,30,35,40,45,50,55,60,65,70,75,80,85,90,95,100,null,null,5,10,15,20,25,30,35,40,45,50,55,60,65,70,75,80,85,90,95,100,null,null,5,10,15,20,25,30,35,40,45,50,55,60,65,70,75,80,85,90,95,100,null,null,5,10,15,20,25,30,35,40,45,50,55,60,65,70,75,80,85,90,95,100]
[null,30,96.8,97.8,98,97.5,96.5,95.3,94,92.5,90.9,89.3,87.7,86,84.3,82.7,81,79.3,77.7,76.099999999999994,74.599999999999994,73.099999999999994,null,30,99.2,99.4,99.3,99.1,98.7,98.2,97.6,96.8,95.9,94.9,93.7,92.5,91.3,89.9,88.6,87.2,85.7,84.3,82.9,81.5,null,30,92.8,95.2,95.9,95.9,95.3,94.3,93.3,92.3,91.2,90.1,88.8,87.6,86.3,84.9,83.6,82.3,80.900000000000006,79.599999999999994,78.2,77,null,30,97.8,98.4,98.5,98.2,97.7,97.1,96.2,95.3,94.2,93,91.7,90.4,89,87.5,86,84.5,83,81.5,80,78.5,null,30,96.3,97.1,97,96.5,95.9,95,93.9,92.8,91.5,90.2,88.7,87.2,85.7,84.1,82.6,81.099999999999994,79.5,78,76.5,75.099999999999994]
[null,35,95.5,96.9,97.1,96.7,95.8,94.7,93.5,92.1,90.6,89,87.4,85.8,84.1,82.5,80.900000000000006,79.3,77.7,76.099999999999994,74.599999999999994,73.099999999999994,null,35,98.6,99,99,98.8,98.5,98,97.4,96.6,95.7,94.7,93.6,92.4,91.2,89.8,88.5,87.1,85.7,84.3,82.9,81.5,null,35,91,93.8,94.7,94.9,94.3,93.5,92.7,91.8,90.8,89.7,88.5,87.3,86,84.8,83.5,82.2,80.8,79.5,78.2,77,null,35,96.7,97.7,97.9,97.7,97.3,96.6,95.8,94.9,93.9,92.8,91.5,90.2,88.8,87.4,85.9,84.4,82.9,81.400000000000006,80,78.5,null,35,93.9,95.4,95.6,95.4,95,94.2,93.2,92.2,91,89.7,88.3,86.9,85.4,83.9,82.4,81,79.5,78,76.5,75.099999999999994]
[null,40,93.9,95.6,96,95.7,95,94,92.8,91.5,90.1,88.6,87.1,85.5,83.9,82.3,80.7,79.2,77.599999999999994,76.099999999999994,74.599999999999994,73.099999999999994,null,40,97.8,98.4,98.5,98.4,98.1,97.6,97.1,96.3,95.5,94.5,93.4,92.2,91,89.7,88.4,87.1,85.7,84.3,82.9,81.5,null,40,89.1,92.3,93.5,93.6,93.3,92.7,92,91.2,90.3,89.2,88.1,87,85.8,84.6,83.3,82,80.8,79.5,78.2,77,null,40,95.5,96.8,97.1,97,96.6,96.1,95.4,94.5,93.5,92.4,91.2,89.9,88.6,87.2,85.8,84.3,82.9,81.400000000000006,80,78.5,null,40,91.3,93.5,94.1,94.2,93.9,93.3,92.4,91.5,90.4,89.2,87.9,86.5,85.1,83.7,82.3,80.8,79.400000000000006,77.900000000000006,76.5,75.099999999999994]
[null,45,92.1,94.2,94.7,94.5,93.9,93.1,92,90.8,89.5,88.1,86.6,85.1,83.6,82.1,80.599999999999994,79,77.5,76,74.5,73.099999999999994,null,45,96.9,97.8,98,97.9,97.6,97.2,96.7,96,95.1,94.2,93.1,92,90.8,89.6,88.3,87,85.6,84.2,82.9,81.5,null,45,87.2,90.7,91.9,92.2,92.1,91.8,91.2,90.5,89.7,88.7,87.7,86.6,85.5,84.3,83.1,81.900000000000006,80.7,79.400000000000006,78.2,77,null,45,94.1,95.7,96.2,96.2,95.9,95.4,94.8,94,93.1,92,90.9,89.7,88.4,87,85.6,84.2,82.8,81.3,79.900000000000006,78.5,null,45,88.8,91.5,92.5,92.8,92.7,92.2,91.5,90.6,89.6,88.6,87.4,86.1,84.8,83.4,82,80.599999999999994,79.2,77.8,76.400000000000006,75.099999999999994]
[null,50,90.3,92.5,93.1,93.1,92.7,92,91.1,90,88.8,87.5,86.1,84.7,83.3,81.8,80.3,78.900000000000006,77.400000000000006,75.900000000000006,74.5,73.099999999999994,null,50,95.9,96.9,97.2,97.2,97,96.7,96.2,95.5,94.7,93.8,92.8,91.8,90.6,89.4,88.2,86.9,85.5,84.2,82.8,81.5,null,50,85.1,88.6,90.1,90.7,90.9,90.7,90.4,89.7,89,88.1,87.1,86.2,85.1,84,82.9,81.7,80.5,79.3,78.099999999999994,77,null,50,92.5,94.4,95.1,95.2,95,94.6,94.1,93.3,92.5,91.5,90.5,89.3,88.1,86.8,85.4,84.1,82.7,81.3,79.900000000000006,78.5,null,50,86.4,89.6,90.8,91.3,91.4,91,90.4,89.7,88.8,87.9,86.8,85.6,84.4,83.1,81.8,80.400000000000006,79.099999999999994,77.7,76.400000000000006,75.099999999999994]
[null,55,88.2,90.5,91.3,91.4,91.2,90.7,89.9,89,87.9,86.8,85.5,84.2,82.8,81.5,80.099999999999994,78.599999999999994,77.2,75.8,74.400000000000006,73.099999999999994,null,55,94.6,95.9,96.3,96.4,96.3,96,95.6,95,94.2,93.4,92.4,91.4,90.3,89.2,88,86.7,85.4,84.1,82.8,81.5,null,55,82.4,86.5,88.3,89.2,89.6,89.6,89.3,88.8,88.2,87.4,86.6,85.7,84.7,83.7,82.7,81.5,80.400000000000006,79.2,78.099999999999994,77,null,55,90.8,93,93.8,94,94,93.7,93.2,92.6,91.8,91,90,88.9,87.7,86.5,85.2,83.9,82.5,81.2,79.900000000000006,78.5,null,55,84.2,87.5,89,89.7,89.8,89.6,89.2,88.6,87.9,87.1,86.1,85,83.9,82.7,81.5,80.2,78.900000000000006,77.599999999999994,76.3,75.099999999999994]
[null,60,85.9,88.3,89.3,89.6,89.6,89.2,88.6,87.8,86.9,85.9,84.7,83.5,82.3,81,79.7,78.400000000000006,77,75.7,74.400000000000006,73.099999999999994,null,60,93.1,94.7,95.3,95.5,95.4,95.2,94.8,94.3,93.6,92.8,92,91,90,88.9,87.7,86.5,85.3,84,82.8,81.5,null,60,80.2,84.5,86.6,87.7,88.1,88.2,88.1,87.7,87.2,86.6,85.9,85.1,84.3,83.3,82.4,81.3,80.2,79.099999999999994,78,77,null,60,88.9,91.3,92.3,92.7,92.8,92.6,92.2,91.7,91,90.3,89.4,88.4,87.3,86.1,84.9,83.7,82.4,81.099999999999994,79.8,78.5,null,60,81.900000000000006,85.4,87.1,87.9,88.2,88.1,87.9,87.4,86.9,86.2,85.3,84.4,83.3,82.2,81.099999999999994,79.900000000000006,78.7,77.5,76.3,75.099999999999994]
[null,65,83.5,86,87.2,87.7,87.7,87.5,87,86.4,85.7,84.8,83.8,82.8,81.7,80.5,79.3,78.099999999999994,76.8,75.599999999999994,74.3,73.099999999999994,null,65,91.7,93.4,94.1,94.4,94.4,94.2,93.9,93.4,92.8,92.1,91.3,90.5,89.5,88.5,87.4,86.3,85.1,83.9,82.7,81.5,null,65,78.400000000000006,82.6,84.7,85.9,86.5,86.7,86.7,86.5,86.1,85.6,85.1,84.4,83.7,82.9,82,81,80,79,78,77,null,65,87.1,89.6,90.7,91.3,91.4,91.3,91.1,90.6,90.1,89.4,88.6,87.7,86.8,85.7,84.6,83.4,82.2,81,79.8,78.5,null,65,80,83.4,85.1,86,86.4,86.5,86.4,86.1,85.7,85.1,84.4,83.6,82.7,81.7,80.7,79.599999999999994,78.5,77.400000000000006,76.2,75.099999999999994]
[null,70,81.400000000000006,83.7,85,85.5,85.7,85.6,85.3,84.8,84.2,83.5,82.7,81.8,80.900000000000006,79.900000000000006,78.8,77.7,76.5,75.400000000000006,74.2,73.099999999999994,null,70,90.1,91.9,92.7,93,93.1,93,92.7,92.3,91.9,91.2,90.6,89.8,88.9,88,87,86,84.9,83.8,82.6,81.5,null,70,76.7,80.599999999999994,82.7,84,84.7,85.1,85.2,85.1,84.9,84.6,84.1,83.6,83,82.3,81.5,80.7,79.8,78.8,77.900000000000006,77,null,70,85.4,87.8,89,89.6,89.9,89.9,89.7,89.4,89,88.4,87.7,87,86.1,85.1,84.1,83.1,82,80.8,79.7,78.5,null,70,78.3,81.3,83,84,84.5,84.8,84.8,84.7,84.4,83.9,83.4,82.7,81.900000000000006,81.099999999999994,80.2,79.3,78.2,77.2,76.099999999999994,75.099999999999994]
[null,75,79.400000000000006,81.400000000000006,82.5,83.2,83.5,83.5,83.3,83,82.6,82.1,81.400000000000006,80.7,79.900000000000006,79.099999999999994,78.099999999999994,77.2,76.2,75.2,74.099999999999994,73.099999999999994,null,75,88.5,90.2,91,91.5,91.6,91.6,91.4,91.1,90.7,90.2,89.6,88.9,88.2,87.4,86.5,85.6,84.6,83.6,82.6,81.5,null,75,75.099999999999994,78.5,80.7,82,82.8,83.3,83.5,83.6,83.5,83.3,83.1,82.7,82.2,81.599999999999994,81,80.3,79.5,78.599999999999994,77.8,77,null,75,83.8,85.9,87.1,87.8,88.2,88.3,88.2,88,87.7,87.2,86.7,86,85.3,84.4,83.6,82.6,81.599999999999994,80.599999999999994,79.599999999999994,78.5,null,75,76.599999999999994,79.3,80.900000000000006,81.900000000000006,82.6,83,83.1,83.1,82.9,82.6,82.2,81.599999999999994,81,80.400000000000006,79.599999999999994,78.8,77.900000000000006,77,76,75.099999999999994]
[null,80,77.400000000000006,79.099999999999994,80.099999999999994,80.8,81.099999999999994,81.2,81.2,81,80.8,80.400000000000006,79.900000000000006,79.400000000000006,78.8,78.099999999999994,77.3,76.5,75.7,74.900000000000006,74,73.099999999999994,null,80,86.9,88.4,89.2,89.6,89.9,89.9,89.8,89.6,89.3,88.9,88.4,87.9,87.3,86.6,85.9,85.1,84.2,83.3,82.4,81.5,null,80,73.8,76.7,78.599999999999994,79.900000000000006,80.7,81.3,81.7,81.900000000000006,82,82,81.8,81.599999999999994,81.2,80.8,80.3,79.7,79.099999999999994,78.400000000000006,77.7,77,null,80,82.2,84,85.2,85.9,86.3,86.4,86.5,86.4,86.2,85.8,85.4,84.9,84.3,83.6,82.9,82.1,81.2,80.400000000000006,79.5,78.5,null,80,75.3,77.400000000000006,78.900000000000006,79.900000000000006,80.599999999999994,81.099999999999994,81.3,81.400000000000006,81.3,81.099999999999994,80.8,80.400000000000006,80,79.5,78.900000000000006,78.2,77.5,76.7,75.900000000000006,75.099999999999994]
[null,85,75.7,76.900000000000006,77.7,78.3,78.599999999999994,78.8,78.900000000000006,78.900000000000006,78.7,78.5,78.2,77.8,77.400000000000006,76.900000000000006,76.3,75.8,75.099999999999994,74.5,73.8,73.099999999999994,null,85,85.4,86.5,87.2,87.6,87.9,88,87.9,87.8,87.6,87.3,87,86.6,86.1,85.6,85,84.4,83.7,83,82.3,81.5,null,85,72.900000000000006,75.099999999999994,76.7,77.900000000000006,78.8,79.400000000000006,79.900000000000006,80.2,80.3,80.400000000000006,80.400000000000006,80.3,80.099999999999994,79.8,79.5,79,78.599999999999994,78.099999999999994,77.5,77,null,85,81,82.3,83.2,83.8,84.2,84.4,84.5,84.5,84.4,84.2,83.9,83.5,83,82.5,82,81.400000000000006,80.7,80,79.3,78.5,null,85,74.400000000000006,76,77.2,78,78.7,79.099999999999994,79.400000000000006,79.5,79.5,79.5,79.3,79.099999999999994,78.8,78.400000000000006,78,77.5,76.900000000000006,76.3,75.7,75.099999999999994]
[null,90,74.2,74.900000000000006,75.400000000000006,75.900000000000006,76.2,76.400000000000006,76.5,76.5,76.5,76.400000000000006,76.3,76.099999999999994,75.8,75.5,75.2,74.8,74.400000000000006,74,73.599999999999994,73.099999999999994,null,90,84.1,84.7,85.1,85.4,85.6,85.7,85.8,85.7,85.6,85.5,85.3,85,84.7,84.4,84,83.5,83.1,82.6,82,81.5,null,90,72.900000000000006,74.3,75.400000000000006,76.3,77,77.599999999999994,78,78.400000000000006,78.599999999999994,78.7,78.8,78.8,78.8,78.599999999999994,78.5,78.2,78,77.7,77.3,77,null,90,80,80.7,81.3,81.8,82.1,82.3,82.4,82.4,82.4,82.2,82.1,81.8,81.599999999999994,81.2,80.900000000000006,80.5,80,79.599999999999994,79.099999999999994,78.5,null,90,73.900000000000006,74.900000000000006,75.7,76.3,76.8,77.099999999999994,77.400000000000006,77.599999999999994,77.7,77.7,77.7,77.599999999999994,77.400000000000006,77.2,76.900000000000006,76.599999999999994,76.3,75.900000000000006,75.5,75.099999999999994]
[null,95,73.099999999999994,73.3,73.599999999999994,73.8,73.900000000000006,74,74.099999999999994,74.2,74.2,74.2,74.2,74.2,74.099999999999994,74,73.900000000000006,73.8,73.599999999999994,73.5,73.3,73.099999999999994,null,95,82.7,82.9,83.1,83.2,83.3,83.3,83.4,83.4,83.4,83.3,83.2,83.1,83,82.8,82.6,82.4,82.2,82,81.8,81.5,null,95,74,74.599999999999994,75.099999999999994,75.5,75.900000000000006,76.2,76.5,76.8,77,77.099999999999994,77.2,77.3,77.3,77.3,77.3,77.3,77.2,77.2,77.099999999999994,77,null,95,79.099999999999994,79.400000000000006,79.599999999999994,79.8,79.900000000000006,80,80.099999999999994,80.099999999999994,80.099999999999994,80.099999999999994,80,79.900000000000006,79.8,79.7,79.599999999999994,79.400000000000006,79.2,79,78.8,78.5,null,95,74,74.400000000000006,74.7,75,75.2,75.400000000000006,75.599999999999994,75.7,75.8,75.900000000000006,75.900000000000006,75.900000000000006,75.900000000000006,75.8,75.7,75.599999999999994,75.5,75.400000000000006,75.2,75.099999999999994]
[null,98,73.099999999999994,73.099999999999994,73.2,73.2,73.3,73.3,73.3,73.3,73.3,73.3,73.3,73.3,73.3,73.3,73.3,73.2,73.2,73.2,73.099999999999994,73.099999999999994,null,98,82.2,82.2,82.2,82.2,82.2,82.2,82.2,82.2,82.1,82.1,82.1,82,82,81.900000000000006,81.900000000000006,81.8,81.7,81.7,81.599999999999994,81.5,null,98,75.8,75.900000000000006,76,76.2,76.3,76.400000000000006,76.400000000000006,76.5,76.599999999999994,76.7,76.7,76.8,76.8,76.900000000000006,76.900000000000006,76.900000000000006,76.900000000000006,76.900000000000006,77,77,null,98,79,79,79,79.099999999999994,79.099999999999994,79.099999999999994,79.099999999999994,79.099999999999994,79,79,79,79,78.900000000000006,78.900000000000006,78.8,78.8,78.7,78.7,78.599999999999994,78.5,null,98,74.8,74.900000000000006,75,75,75.099999999999994,75.099999999999994,75.099999999999994,75.2,75.2,75.2,75.2,75.2,75.2,75.2,75.2,75.2,75.2,75.099999999999994,75.099999999999994,75.099999999999994]
[]
[null,"Mean Annual Mass Removal Efficiencies for 1.75-inches of Retention for Zone 1",null,null,null,null,null,null,null,null,null,null,null,null,null,null,null,null,null,null,null,null,null,"Mean Annual Mass Removal Efficiencies for 1.75-inches of Retention for Zone 2",null,null,null,null,null,null,null,null,null,null,null,null,null,null,null,null,null,null,null,null,null,"Mean Annual Mass Removal Efficiencies for 1.75-inches of Retention for Zone 3",null,null,null,null,null,null,null,null,null,null,null,null,null,null,null,null,null,null,null,null,null,"Mean Annual Mass Removal Efficiencies for 1.75-inches of Retention for Zone 4",null,null,null,null,null,null,null,null,null,null,null,null,null,null,null,null,null,null,null,null,null,"Mean Annual Mass Removal Efficiencies for 1.75-inches of Retention for Zone 5"]
[]
[]
[null,"NDCIA CN","Percent DCIA",null,null,null,null,null,null,null,null,null,null,null,null,null,null,null,null,null,null,null,null,"NDCIA CN","Percent DCIA",null,null,null,null,null,null,null,null,null,null,null,null,null,null,null,null,null,null,null,null,"NDCIA CN","Percent DCIA",null,null,null,null,null,null,null,null,null,null,null,null,null,null,null,null,null,null,null,null,"NDCIA CN","Percent DCIA",null,null,null,null,null,null,null,null,null,null,null,null,null,null,null,null,null,null,null,null,"NDCIA CN","Percent DCIA"]
[null,null,5,10,15,20,25,30,35,40,45,50,55,60,65,70,75,80,85,90,95,100,null,null,5,10,15,20,25,30,35,40,45,50,55,60,65,70,75,80,85,90,95,100,null,null,5,10,15,20,25,30,35,40,45,50,55,60,65,70,75,80,85,90,95,100,null,null,5,10,15,20,25,30,35,40,45,50,55,60,65,70,75,80,85,90,95,100,null,null,5,10,15,20,25,30,35,40,45,50,55,60,65,70,75,80,85,90,95,100]
[null,30,97.3,98.1,98.4,98.2,97.6,96.6,95.6,94.4,93.2,91.8,90.4,89,87.6,86.1,84.7,83.3,81.8,80.400000000000006,79,77.599999999999994,null,30,99.4,99.5,99.5,99.4,99.1,98.8,98.3,97.8,97.2,96.4,95.6,94.6,93.6,92.6,91.5,90.4,89.2,88,86.8,85.6,null,30,93.3,95.6,96.4,96.6,96.3,95.6,94.7,93.8,92.9,92,91,89.9,88.8,87.8,86.6,85.5,84.3,83.2,82,80.8,null,30,98.2,98.7,98.8,98.7,98.4,97.9,97.3,96.5,95.7,94.8,93.8,92.8,91.7,90.5,89.3,88,86.7,85.4,84.1,82.8,null,30,97.2,97.7,97.7,97.4,96.8,96.2,95.4,94.4,93.5,92.4,91.2,90,88.7,87.4,86.1,84.8,83.4,82.1,80.8,79.400000000000006]
[null,35,96.1,97.4,97.7,97.6,97,96.1,95.1,94,92.8,91.5,90.2,88.8,87.4,86,84.6,83.2,81.8,80.400000000000006,79,77.599999999999994,null,35,98.9,99.2,99.2,99.1,98.9,98.6,98.1,97.6,97,96.3,95.4,94.5,93.5,92.5,91.4,90.3,89.2,88,86.8,85.6,null,35,91.8,94.4,95.4,95.7,95.5,94.8,94.1,93.3,92.5,91.6,90.7,89.7,88.6,87.6,86.5,85.4,84.3,83.1,82,80.8,null,35,97.3,98.1,98.3,98.2,97.9,97.5,96.9,96.2,95.5,94.6,93.6,92.6,91.5,90.4,89.2,87.9,86.7,85.4,84.1,82.8,null,35,95.1,96.3,96.6,96.4,96,95.5,94.7,93.9,93,91.9,90.8,89.7,88.5,87.2,85.9,84.6,83.3,82,80.7,79.400000000000006]
[null,40,94.9,96.4,96.8,96.7,96.2,95.5,94.5,93.5,92.4,91.1,89.9,88.5,87.2,85.8,84.4,83.1,81.7,80.3,78.900000000000006,77.599999999999994,null,40,98.3,98.8,98.9,98.8,98.6,98.3,97.9,97.4,96.8,96.1,95.3,94.4,93.4,92.4,91.4,90.3,89.1,88,86.8,85.6,null,40,90.2,93.1,94.3,94.7,94.5,94,93.4,92.7,92,91.2,90.4,89.4,88.4,87.4,86.3,85.3,84.2,83.1,82,80.8,null,40,96.2,97.4,97.7,97.7,97.4,97,96.5,95.9,95.1,94.3,93.4,92.4,91.3,90.2,89,87.8,86.6,85.4,84.1,82.8,null,40,92.9,94.7,95.2,95.2,95,94.6,94,93.2,92.4,91.4,90.4,89.3,88.2,87,85.7,84.5,83.2,82,80.7,79.400000000000006]
[null,45,93.5,95.3,95.8,95.7,95.3,94.6,93.8,92.9,91.8,90.6,89.5,88.2,86.9,85.6,84.2,82.9,81.599999999999994,80.2,78.900000000000006,77.599999999999994,null,45,97.5,98.3,98.4,98.4,98.2,97.9,97.5,97.1,96.5,95.8,95,94.2,93.2,92.3,91.2,90.2,89.1,87.9,86.8,85.6,null,45,88.6,91.8,93.1,93.5,93.4,93.1,92.6,92.1,91.5,90.8,89.9,89,88.1,87.1,86.2,85.1,84.1,83,81.900000000000006,80.8,null,45,95.1,96.5,96.9,97,96.8,96.5,96,95.4,94.7,93.9,93.1,92.1,91.1,90,88.9,87.7,86.5,85.3,84.1,82.8,null,45,90.7,93,93.7,94,94,93.7,93.2,92.5,91.7,90.9,89.9,88.9,87.8,86.7,85.5,84.3,83.1,81.900000000000006,80.7,79.400000000000006]
[null,50,92,93.9,94.5,94.5,94.2,93.7,93,92.1,91.2,90.1,89,87.8,86.6,85.3,84,82.8,81.5,80.2,78.900000000000006,77.599999999999994,null,50,96.7,97.6,97.8,97.8,97.7,97.5,97.1,96.7,96.2,95.5,94.8,93.9,93,92.1,91.1,90.1,89,87.9,86.7,85.6,null,50,86.9,90.3,91.6,92.1,92.2,92.1,91.8,91.4,90.9,90.2,89.5,88.6,87.7,86.9,85.9,85,84,82.9,81.900000000000006,80.8,null,50,93.9,95.5,96,96.1,96,95.8,95.4,94.8,94.2,93.5,92.7,91.8,90.8,89.8,88.7,87.6,86.4,85.2,84,82.8,null,50,88.5,91.2,92.2,92.7,92.8,92.6,92.2,91.7,91,90.2,89.4,88.4,87.4,86.4,85.3,84.1,83,81.8,80.599999999999994,79.400000000000006]
[null,55,90.3,92.3,93,93.1,92.9,92.5,92,91.2,90.4,89.4,88.4,87.3,86.1,85,83.8,82.6,81.3,80.099999999999994,78.8,77.599999999999994,null,55,95.7,96.8,97.1,97.2,97.1,96.9,96.6,96.2,95.7,95.1,94.4,93.6,92.8,91.9,90.9,89.9,88.9,87.8,86.7,85.6,null,55,84.9,88.3,89.9,90.6,91,91.1,90.9,90.6,90.2,89.6,88.9,88.1,87.4,86.6,85.7,84.8,83.8,82.9,81.900000000000006,80.8,null,55,92.4,94.3,95,95.2,95.2,95,94.6,94.2,93.6,93,92.2,91.4,90.5,89.5,88.5,87.4,86.3,85.2,84,82.8,null,55,86.5,89.4,90.7,91.3,91.5,91.5,91.2,90.7,90.2,89.5,88.7,87.9,87,86,85,83.9,82.8,81.7,80.599999999999994,79.400000000000006]
[null,60,88.4,90.5,91.3,91.5,91.5,91.2,90.8,90.1,89.4,88.6,87.7,86.7,85.6,84.5,83.4,82.3,81.099999999999994,80,78.8,77.599999999999994,null,60,94.5,95.8,96.3,96.4,96.4,96.3,96,95.7,95.2,94.6,94,93.3,92.5,91.6,90.7,89.8,88.8,87.7,86.7,85.6,null,60,82.7,86.4,88.2,89.2,89.7,89.9,89.9,89.7,89.3,88.8,88.2,87.6,86.9,86.2,85.4,84.6,83.7,82.8,81.8,80.8,null,60,90.9,92.9,93.7,94.1,94.2,94,93.8,93.4,92.9,92.4,91.7,90.9,90.1,89.2,88.2,87.2,86.2,85.1,83.9,82.8,null,60,84.6,87.5,89,89.8,90.2,90.2,90,89.6,89.2,88.6,88,87.3,86.4,85.6,84.6,83.6,82.6,81.599999999999994,80.5,79.400000000000006]
[null,65,86.4,88.4,89.4,89.8,89.9,89.7,89.4,88.9,88.3,87.6,86.8,86,85,84,83,82,80.900000000000006,79.8,78.7,77.599999999999994,null,65,93.3,94.7,95.3,95.5,95.6,95.5,95.3,95,94.5,94,93.4,92.8,92.1,91.3,90.4,89.5,88.6,87.6,86.6,85.6,null,65,80.900000000000006,84.6,86.7,87.7,88.4,88.6,88.7,88.6,88.3,87.9,87.5,86.9,86.4,85.7,85,84.3,83.5,82.6,81.8,80.8,null,65,89.4,91.4,92.4,92.9,93,93,92.8,92.5,92.1,91.6,91,90.4,89.6,88.8,87.9,87,86,84.9,83.9,82.8,null,65,82.9,85.8,87.4,88.3,88.6,88.7,88.7,88.5,88.1,87.7,87.2,86.6,85.8,85.1,84.2,83.3,82.4,81.400000000000006,80.5,79.400000000000006]
[null,70,84.4,86.4,87.4,88,88.1,88.1,87.9,87.5,87,86.4,85.8,85.1,84.3,83.4,82.5,81.599999999999994,80.599999999999994,79.599999999999994,78.599999999999994,77.599999999999994,null,70,92,93.5,94.2,94.5,94.6,94.5,94.4,94.1,93.7,93.3,92.8,92.2,91.5,90.8,90.1,89.3,88.4,87.5,86.6,85.6,null,70,79.599999999999994,83,85,86.2,86.8,87.2,87.4,87.4,87.2,87,86.6,86.2,85.7,85.2,84.6,84,83.2,82.5,81.7,80.8,null,70,87.9,89.9,90.9,91.5,91.7,91.8,91.7,91.5,91.2,90.7,90.3,89.7,89,88.3,87.5,86.6,85.7,84.8,83.8,82.8,null,70,81.400000000000006,84.1,85.6,86.5,87,87.2,87.2,87.2,87,86.6,86.2,85.7,85.1,84.5,83.7,83,82.1,81.3,80.400000000000006,79.400000000000006]
[null,75,82.6,84.4,85.4,86,86.2,86.3,86.2,85.9,85.6,85.1,84.6,84,83.4,82.7,81.900000000000006,81.099999999999994,80.3,79.400000000000006,78.5,77.599999999999994,null,75,90.8,92.1,92.9,93.2,93.4,93.4,93.3,93.1,92.8,92.4,92,91.5,90.9,90.3,89.6,88.9,88.2,87.3,86.5,85.6,null,75,78.3,81.400000000000006,83.2,84.4,85.2,85.7,85.9,86,86,85.8,85.6,85.3,85,84.6,84.1,83.5,82.9,82.3,81.599999999999994,80.8,null,75,86.5,88.4,89.4,90,90.3,90.5,90.4,90.3,90.1,89.7,89.3,88.9,88.3,87.7,87,86.2,85.4,84.6,83.7,82.8,null,75,80.2,82.4,83.8,84.7,85.2,85.6,85.8,85.8,85.7,85.5,85.2,84.8,84.3,83.8,83.2,82.5,81.8,81.099999999999994,80.3,79.400000000000006]
[null,80,81,82.4,83.3,83.9,84.2,84.3,84.3,84.2,84,83.7,83.3,82.8,82.4,81.8,81.2,80.599999999999994,79.900000000000006,79.099999999999994,78.400000000000006,77.599999999999994,null,80,89.6,90.7,91.4,91.8,92,92,92,91.9,91.6,91.3,91,90.6,90.1,89.6,89.1,88.5,87.8,87.1,86.4,85.6,null,80,77.2,79.8,81.5,82.7,83.5,84,84.3,84.5,84.6,84.6,84.5,84.4,84.1,83.8,83.5,83.1,82.6,82,81.5,80.8,null,80,85.3,86.8,87.8,88.4,88.8,88.9,89,88.9,88.8,88.6,88.3,87.9,87.4,86.9,86.4,85.7,85.1,84.4,83.6,82.8,null,80,78.900000000000006,80.8,82,82.9,83.5,84,84.2,84.3,84.3,84.2,84,83.7,83.4,83,82.5,82,81.400000000000006,80.8,80.099999999999994,79.400000000000006]
[null,85,79.400000000000006,80.5,81.2,81.7,82,82.2,82.3,82.3,82.2,82,81.8,81.5,81.2,80.8,80.400000000000006,79.900000000000006,79.3,78.8,78.2,77.599999999999994,null,85,88.4,89.2,89.8,90.2,90.4,90.5,90.5,90.4,90.3,90.1,89.8,89.5,89.2,88.8,88.4,87.9,87.4,86.8,86.2,85.6,null,85,76.599999999999994,78.5,79.900000000000006,80.900000000000006,81.7,82.2,82.7,83,83.2,83.3,83.3,83.3,83.2,83,82.8,82.5,82.1,81.7,81.3,80.8,null,85,84.3,85.4,86.2,86.7,87.1,87.3,87.4,87.4,87.3,87.2,87,86.7,86.4,86,85.6,85.1,84.6,84,83.4,82.8,null,85,78.099999999999994,79.5,80.5,81.3,81.900000000000006,82.3,82.6,82.8,82.8,82.8,82.7,82.5,82.3,82.1,81.7,81.400000000000006,81,80.5,80,79.400000000000006]
[null,90,78.099999999999994,78.8,79.3,79.599999999999994,79.900000000000006,80.099999999999994,80.2,80.3,80.3,80.2,80.099999999999994,80,79.8,79.599999999999994,79.3,79,78.7,78.400000000000006,78,77.599999999999994,null,90,87.3,87.8,88.2,88.4,88.6,88.7,88.8,88.7,88.7,88.6,88.4,88.2,88,87.8,87.5,87.2,86.8,86.4,86,85.6,null,90,76.400000000000006,77.7,78.7,79.5,80.2,80.7,81.099999999999994,81.400000000000006,81.7,81.900000000000006,82,82.1,82.1,82,81.900000000000006,81.8,81.599999999999994,81.400000000000006,81.099999999999994,80.8,null,90,83.5,84.1,84.7,85,85.3,85.5,85.7,85.7,85.7,85.6,85.5,85.4,85.2,84.9,84.7,84.4,84,83.7,83.3,82.8,null,90,77.8,78.599999999999994,79.3,79.900000000000006,80.400000000000006,80.7,80.900000000000006,81.099999999999994,81.2,81.3,81.3,81.2,81.099999999999994,81,80.900000000000006,80.599999999999994,80.400000000000006,80.099999999999994,79.8,79.400000000000006]
[null,95,77.3,77.5,77.8,77.900000000000006,78.099999999999994,78.2,78.3,78.3,78.400000000000006,78.400000000000006,78.400000000000006,78.400000000000006,78.400000000000006,78.3,78.2,78.099999999999994,78,77.900000000000006,77.7,77.599999999999994,null,95,86.2,86.4,86.6,86.7,86.8,86.8,86.9,86.9,86.9,86.8,86.8,86.7,86.7,86.6,86.4,86.3,86.1,86,85.8,85.6,null,95,77.599999999999994,78.099999999999994,78.599999999999994,79,79.400000000000006,79.7,80,80.3,80.5,80.599999999999994,80.8,80.900000000000006,80.900000000000006,81,81,81,81,81,80.900000000000006,80.8,null,95,82.9,83.2,83.4,83.6,83.7,83.8,83.9,83.9,83.9,83.9,83.9,83.8,83.8,83.7,83.6,83.5,83.3,83.2,83,82.8,null,95,78,78.400000000000006,78.7,78.900000000000006,79.099999999999994,79.3,79.5,79.599999999999994,79.7,79.8,79.900000000000006,79.900000000000006,79.900000000000006,79.900000000000006,79.900000000000006,79.8,79.8,79.7,79.599999999999994,79.400000000000006]
[null,98,77.400000000000006,77.5,77.5,77.599999999999994,77.599999999999994,77.7,77.7,77.7,77.7,77.7,77.7,77.7,77.7,77.7,77.7,77.7,77.7,77.599999999999994,77.599999999999994,77.599999999999994,null,98,86,86,86,86,86.1,86.1,86.1,86,86,86,86,86,85.9,85.9,85.9,85.8,85.8,85.7,85.6,85.6,null,98,79.5,79.7,79.8,79.900000000000006,80,80.099999999999994,80.2,80.3,80.400000000000006,80.5,80.5,80.599999999999994,80.599999999999994,80.7,80.7,80.8,80.8,80.8,80.8,80.8,null,98,83,83.1,83.1,83.1,83.1,83.1,83.2,83.2,83.2,83.1,83.1,83.1,83.1,83.1,83,83,83,82.9,82.9,82.8,null,98,79,79,79.099999999999994,79.2,79.2,79.3,79.3,79.400000000000006,79.400000000000006,79.400000000000006,79.5,79.5,79.5,79.5,79.5,79.5,79.5,79.5,79.5,79.400000000000006]
[]
[null,"Mean Annual Mass Removal Efficiencies for 2.00-inches of Retention for Zone 1",null,null,null,null,null,null,null,null,null,null,null,null,null,null,null,null,null,null,null,null,null,"Mean Annual Mass Removal Efficiencies for 2.00-inches of Retention for Zone 2",null,null,null,null,null,null,null,null,null,null,null,null,null,null,null,null,null,null,null,null,null,"Mean Annual Mass Removal Efficiencies for 2.00-inches of Retention for Zone 3",null,null,null,null,null,null,null,null,null,null,null,null,null,null,null,null,null,null,null,null,null,"Mean Annual Mass Removal Efficiencies for 2.00-inches of Retention for Zone 4",null,null,null,null,null,null,null,null,null,null,null,null,null,null,null,null,null,null,null,null,null,"Mean Annual Mass Removal Efficiencies for 2.00-inches of Retention for Zone 5"]
[]
[]
[null,"NDCIA CN","Percent DCIA",null,null,null,null,null,null,null,null,null,null,null,null,null,null,null,null,null,null,null,null,"NDCIA CN","Percent DCIA",null,null,null,null,null,null,null,null,null,null,null,null,null,null,null,null,null,null,null,null,"NDCIA CN","Percent DCIA",null,null,null,null,null,null,null,null,null,null,null,null,null,null,null,null,null,null,null,null,"NDCIA CN","Percent DCIA",null,null,null,null,null,null,null,null,null,null,null,null,null,null,null,null,null,null,null,null,"NDCIA CN","Percent DCIA"]
[null,null,5,10,15,20,25,30,35,40,45,50,55,60,65,70,75,80,85,90,95,100,null,null,5,10,15,20,25,30,35,40,45,50,55,60,65,70,75,80,85,90,95,100,null,null,5,10,15,20,25,30,35,40,45,50,55,60,65,70,75,80,85,90,95,100,null,null,5,10,15,20,25,30,35,40,45,50,55,60,65,70,75,80,85,90,95,100,null,null,5,10,15,20,25,30,35,40,45,50,55,60,65,70,75,80,85,90,95,100]
[null,30,97.9,98.5,98.6,98.6,98.3,97.6,96.7,95.8,94.8,93.7,92.5,91.3,90,88.8,87.5,86.2,85,83.7,82.4,81.2,null,30,99.5,99.7,99.6,99.6,99.4,99.1,98.8,98.4,97.9,97.4,96.8,96.1,95.3,94.4,93.6,92.6,91.7,90.7,89.7,88.7,null,30,93.8,95.9,96.7,97,97,96.6,95.8,95,94.2,93.4,92.6,91.7,90.8,89.8,88.9,87.9,86.9,85.9,84.9,83.9,null,30,98.5,99,99.1,99,98.7,98.4,98,97.4,96.8,96.1,95.3,94.5,93.6,92.6,91.6,90.6,89.5,88.4,87.3,86.1,null,30,97.8,98.3,98.3,98,97.5,97,96.4,95.6,94.8,93.9,93,92,91,89.9,88.7,87.6,86.4,85.2,84,82.9]
[null,35,96.7,97.8,98.1,98.1,97.8,97.1,96.3,95.4,94.4,93.4,92.2,91.1,89.9,88.7,87.4,86.2,84.9,83.7,82.4,81.2,null,35,99.2,99.4,99.4,99.4,99.2,99,98.6,98.2,97.8,97.3,96.6,95.9,95.2,94.4,93.5,92.6,91.6,90.7,89.7,88.7,null,35,92.4,94.9,95.8,96.2,96.3,95.9,95.2,94.5,93.8,93.1,92.3,91.5,90.6,89.7,88.7,87.8,86.8,85.9,84.9,83.9,null,35,97.8,98.5,98.6,98.6,98.4,98.1,97.7,97.1,96.5,95.9,95.1,94.3,93.4,92.5,91.5,90.5,89.4,88.4,87.3,86.1,null,35,96.2,97.1,97.3,97.1,96.8,96.3,95.8,95.1,94.4,93.6,92.7,91.7,90.7,89.7,88.6,87.4,86.3,85.2,84,82.9]
[null,40,95.6,97,97.5,97.4,97.1,96.6,95.8,94.9,94,93,91.9,90.8,89.7,88.5,87.3,86,84.8,83.6,82.4,81.2,null,40,98.6,99,99.1,99.1,98.9,98.7,98.4,98,97.6,97.1,96.5,95.8,95.1,94.3,93.4,92.5,91.6,90.6,89.7,88.7,null,40,91,93.8,94.9,95.4,95.4,95.1,94.5,93.9,93.3,92.7,92,91.2,90.4,89.5,88.6,87.7,86.8,85.8,84.8,83.9,null,40,96.9,97.8,98.1,98.1,98,97.7,97.3,96.8,96.2,95.6,94.9,94.1,93.3,92.4,91.4,90.4,89.4,88.3,87.2,86.1,null,40,94.3,95.7,96.1,96.1,95.9,95.6,95.2,94.5,93.8,93.1,92.3,91.4,90.4,89.4,88.4,87.3,86.2,85.1,84,82.9]
[null,45,94.5,96.1,96.6,96.6,96.3,95.8,95.2,94.4,93.5,92.6,91.6,90.5,89.4,88.3,87.1,85.9,84.7,83.6,82.4,81.2,null,45,98,98.6,98.8,98.7,98.6,98.4,98.1,97.8,97.4,96.9,96.3,95.6,94.9,94.1,93.3,92.5,91.5,90.6,89.6,88.7,null,45,89.7,92.7,93.9,94.5,94.4,94.2,93.8,93.3,92.8,92.3,91.6,90.9,90.1,89.2,88.4,87.6,86.7,85.8,84.8,83.9,null,45,95.9,97.1,97.5,97.6,97.5,97.2,96.8,96.4,95.9,95.3,94.6,93.8,93,92.2,91.3,90.3,89.3,88.3,87.2,86.1,null,45,92.3,94.2,94.8,95,94.9,94.8,94.4,93.9,93.3,92.6,91.8,91,90.1,89.2,88.2,87.1,86.1,85,83.9,82.9]
[null,50,93.3,95,95.5,95.6,95.4,94.9,94.4,93.7,93,92.1,91.1,90.1,89.1,88,86.9,85.8,84.6,83.5,82.3,81.2,null,50,97.3,98.1,98.3,98.3,98.2,98,97.8,97.5,97.1,96.6,96.1,95.4,94.7,94,93.2,92.4,91.5,90.6,89.6,88.7,null,50,88.2,91.4,92.8,93.3,93.3,93.3,93,92.7,92.3,91.8,91.2,90.5,89.8,89,88.2,87.4,86.6,85.7,84.8,83.9,null,50,94.9,96.3,96.7,96.9,96.8,96.6,96.3,95.9,95.4,94.9,94.2,93.6,92.8,92,91.1,90.2,89.2,88.2,87.2,86.1,null,50,90.3,92.5,93.4,93.8,93.9,93.8,93.6,93.1,92.6,92,91.3,90.5,89.7,88.8,87.9,87,86,84.9,83.9,82.9]
[null,55,91.9,93.7,94.3,94.4,94.2,93.9,93.5,92.9,92.2,91.4,90.6,89.6,88.7,87.7,86.6,85.6,84.5,83.4,82.3,81.2,null,55,96.6,97.4,97.7,97.8,97.7,97.6,97.4,97.1,96.7,96.3,95.8,95.2,94.5,93.8,93,92.2,91.4,90.5,89.6,88.7,null,55,86.9,90,91.3,91.9,92.2,92.2,92.2,91.9,91.6,91.2,90.7,90.1,89.4,88.7,87.9,87.2,86.4,85.6,84.7,83.9,null,55,93.7,95.3,95.9,96.1,96.1,95.9,95.7,95.3,94.9,94.4,93.8,93.2,92.5,91.7,90.9,90,89.1,88.1,87.1,86.1,null,55,88.4,90.9,92,92.6,92.8,92.8,92.6,92.3,91.8,91.3,90.7,90,89.3,88.5,87.6,86.7,85.8,84.8,83.9,82.9]
[null,60,90.4,92.1,92.8,93,93,92.8,92.4,91.9,91.3,90.6,89.9,89.1,88.2,87.3,86.3,85.3,84.3,83.3,82.2,81.2,null,60,95.6,96.6,97,97.1,97.1,97,96.9,96.6,96.3,95.9,95.4,94.9,94.2,93.6,92.8,92.1,91.3,90.4,89.6,88.7,null,60,85,88.2,89.7,90.6,91,91.2,91.2,91.1,90.9,90.5,90.1,89.6,88.9,88.3,87.7,87,86.3,85.5,84.7,83.9,null,60,92.5,94.1,94.9,95.1,95.2,95.1,95,94.7,94.3,93.9,93.4,92.8,92.1,91.4,90.6,89.8,88.9,88,87.1,86.1,null,60,86.8,89.3,90.6,91.3,91.6,91.7,91.6,91.3,91,90.6,90,89.4,88.8,88.1,87.3,86.5,85.6,84.7,83.8,82.9]
[null,65,88.7,90.4,91.2,91.5,91.6,91.5,91.2,90.8,90.3,89.8,89.1,88.4,87.6,86.8,85.9,85,84.1,83.1,82.2,81.2,null,65,94.5,95.7,96.2,96.4,96.5,96.4,96.3,96,95.7,95.4,94.9,94.4,93.9,93.3,92.6,91.9,91.1,90.3,89.5,88.7,null,65,83.2,86.4,88.2,89.2,89.8,90.1,90.2,90.2,90,89.7,89.4,88.9,88.4,87.9,87.3,86.7,86.1,85.4,84.6,83.9,null,65,91.2,92.9,93.7,94.1,94.3,94.3,94.1,93.9,93.6,93.2,92.8,92.3,91.7,91,90.3,89.6,88.8,87.9,87.1,86.1,null,65,85.3,87.7,89.1,90,90.4,90.5,90.5,90.3,90,89.7,89.3,88.8,88.2,87.6,86.9,86.2,85.4,84.6,83.7,82.9]
[null,70,87,88.6,89.4,89.9,90.1,90.1,89.9,89.6,89.2,88.7,88.2,87.6,86.9,86.2,85.4,84.6,83.8,83,82.1,81.2,null,70,93.5,94.7,95.3,95.5,95.7,95.6,95.5,95.3,95.1,94.8,94.4,93.9,93.4,92.9,92.3,91.6,90.9,90.2,89.5,88.7,null,70,81.7,85,86.7,87.8,88.5,88.9,89.1,89.1,89.1,88.8,88.6,88.2,87.8,87.4,86.9,86.4,85.8,85.2,84.6,83.9,null,70,89.9,91.6,92.5,92.9,93.2,93.2,93.2,93,92.8,92.5,92.1,91.7,91.2,90.6,90,89.3,88.6,87.8,87,86.1,null,70,83.9,86.3,87.7,88.5,88.9,89.2,89.2,89.1,89,88.8,88.4,88,87.6,87.1,86.5,85.8,85.1,84.4,83.7,82.9]
[null,75,85.3,86.8,87.7,88.2,88.4,88.5,88.4,88.2,87.9,87.6,87.1,86.7,86.1,85.5,84.9,84.2,83.5,82.8,82,81.2,null,75,92.5,93.6,94.2,94.5,94.7,94.7,94.7,94.5,94.3,94,93.7,93.3,92.9,92.4,91.9,91.3,90.7,90.1,89.4,88.7,null,75,80.8,83.5,85.3,86.4,87.1,87.6,87.9,88,87.9,87.9,87.7,87.4,87.1,86.8,86.4,86,85.6,85,84.5,83.9,null,75,88.7,90.2,91.2,91.7,92,92.1,92.1,92,91.9,91.6,91.3,91,90.5,90.1,89.5,88.9,88.3,87.6,86.9,86.1,null,75,82.9,84.9,86.2,87,87.4,87.7,87.9,87.9,87.9,87.7,87.5,87.2,86.9,86.4,86,85.4,84.8,84.2,83.6,82.9]
[null,80,83.8,85.1,85.8,86.3,86.7,86.8,86.8,86.7,86.5,86.3,86,85.6,85.2,84.7,84.2,83.7,83.1,82.5,81.900000000000006,81.2,null,80,91.5,92.5,93.1,93.4,93.6,93.7,93.6,93.5,93.4,93.2,92.9,92.6,92.2,91.8,91.4,90.9,90.4,89.9,89.3,88.7,null,80,80,82.3,83.8,84.9,85.6,86.2,86.5,86.6,86.7,86.8,86.7,86.6,86.4,86.2,85.9,85.6,85.2,84.8,84.4,83.9,null,80,87.7,89,89.8,90.3,90.7,90.9,90.9,90.9,90.8,90.6,90.4,90.1,89.8,89.4,89,88.5,88,87.4,86.8,86.1,null,80,81.900000000000006,83.5,84.6,85.4,85.9,86.3,86.5,86.7,86.7,86.6,86.5,86.3,86.1,85.7,85.4,84.9,84.5,84,83.4,82.9]
[null,85,82.5,83.4,84,84.5,84.8,85,85,85,84.9,84.8,84.6,84.4,84.1,83.8,83.4,83.1,82.6,82.2,81.7,81.2,null,85,90.6,91.3,91.8,92.1,92.3,92.4,92.4,92.4,92.3,92.1,91.9,91.7,91.4,91.1,90.8,90.4,90,89.6,89.2,88.7,null,85,79.5,81.2,82.5,83.4,84.1,84.6,85,85.3,85.5,85.6,85.6,85.6,85.5,85.4,85.3,85.1,84.9,84.6,84.2,83.9,null,85,86.9,87.8,88.5,89,89.3,89.5,89.6,89.6,89.6,89.5,89.4,89.2,88.9,88.7,88.3,88,87.6,87.1,86.6,86.1,null,85,81.099999999999994,82.3,83.3,84,84.5,84.9,85.1,85.3,85.4,85.4,85.4,85.3,85.1,84.9,84.7,84.4,84.1,83.7,83.3,82.9]
[null,90,81.400000000000006,81.900000000000006,82.4,82.7,82.9,83.1,83.2,83.3,83.3,83.3,83.2,83.1,82.9,82.8,82.6,82.3,82.1,81.8,81.5,81.2,null,90,89.7,90.1,90.5,90.7,90.9,91,91,91,91,90.9,90.8,90.6,90.5,90.3,90.1,89.9,89.6,89.3,89,88.7,null,90,79.5,80.599999999999994,81.5,82.2,82.8,83.3,83.6,83.9,84.2,84.3,84.5,84.6,84.6,84.6,84.6,84.5,84.4,84.3,84.1,83.9,null,90,86.3,86.8,87.3,87.6,87.9,88,88.2,88.2,88.3,88.2,88.2,88.1,87.9,87.8,87.6,87.3,87.1,86.8,86.5,86.1,null,90,80.900000000000006,81.7,82.3,82.8,83.2,83.5,83.8,84,84.1,84.2,84.2,84.2,84.1,84,83.9,83.8,83.6,83.4,83.1,82.9]
[null,95,80.7,80.900000000000006,81.099999999999994,81.2,81.400000000000006,81.5,81.599999999999994,81.599999999999994,81.7,81.7,81.7,81.7,81.7,81.7,81.599999999999994,81.599999999999994,81.5,81.400000000000006,81.3,81.2,null,95,88.9,89.1,89.2,89.3,89.4,89.5,89.5,89.5,89.5,89.5,89.5,89.4,89.4,89.3,89.2,89.2,89,88.9,88.8,88.7,null,95,80.599999999999994,81.099999999999994,81.5,81.900000000000006,82.2,82.5,82.8,83,83.2,83.4,83.5,83.6,83.7,83.8,83.9,83.9,83.9,83.9,83.9,83.9,null,95,85.9,86.1,86.3,86.5,86.6,86.7,86.8,86.8,86.8,86.9,86.9,86.8,86.8,86.8,86.7,86.6,86.5,86.4,86.3,86.1,null,95,81.3,81.599999999999994,81.900000000000006,82.1,82.3,82.5,82.6,82.8,82.9,83,83,83.1,83.1,83.1,83.1,83.1,83.1,83,82.9,82.9]
[null,98,80.900000000000006,80.900000000000006,81,81,81.099999999999994,81.099999999999994,81.099999999999994,81.2,81.2,81.2,81.2,81.2,81.2,81.2,81.2,81.2,81.2,81.2,81.2,81.2,null,98,88.8,88.8,88.9,88.9,88.9,88.9,88.9,88.9,88.9,88.9,88.9,88.9,88.9,88.8,88.8,88.8,88.8,88.7,88.7,88.7,null,98,82.4,82.6,82.7,82.8,82.9,83.1,83.2,83.2,83.3,83.4,83.5,83.5,83.6,83.7,83.7,83.7,83.8,83.8,83.9,83.9,null,98,86.1,86.2,86.2,86.2,86.3,86.3,86.3,86.3,86.3,86.3,86.3,86.3,86.3,86.3,86.3,86.2,86.2,86.2,86.2,86.1,null,98,82.3,82.3,82.4,82.5,82.5,82.6,82.6,82.7,82.7,82.7,82.8,82.8,82.8,82.8,82.9,82.9,82.9,82.9,82.9,82.9]
[]
[null,"Mean Annual Mass Removal Efficiencies for 2.25-inches of Retention for Zone 1",null,null,null,null,null,null,null,null,null,null,null,null,null,null,null,null,null,null,null,null,null,"Mean Annual Mass Removal Efficiencies for 2.25-inches of Retention for Zone 2",null,null,null,null,null,null,null,null,null,null,null,null,null,null,null,null,null,null,null,null,null,"Mean Annual Mass Removal Efficiencies for 2.25-inches of Retention for Zone 3",null,null,null,null,null,null,null,null,null,null,null,null,null,null,null,null,null,null,null,null,null,"Mean Annual Mass Removal Efficiencies for 2.25-inches of Retention for Zone 4",null,null,null,null,null,null,null,null,null,null,null,null,null,null,null,null,null,null,null,null,null,"Mean Annual Mass Removal Efficiencies for 2.25-inches of Retention for Zone 5"]
[]
[]
[null,"NDCIA CN","Percent DCIA",null,null,null,null,null,null,null,null,null,null,null,null,null,null,null,null,null,null,null,null,"NDCIA CN","Percent DCIA",null,null,null,null,null,null,null,null,null,null,null,null,null,null,null,null,null,null,null,null,"NDCIA CN","Percent DCIA",null,null,null,null,null,null,null,null,null,null,null,null,null,null,null,null,null,null,null,null,"NDCIA CN","Percent DCIA",null,null,null,null,null,null,null,null,null,null,null,null,null,null,null,null,null,null,null,null,"NDCIA CN","Percent DCIA"]
[null,null,5,10,15,20,25,30,35,40,45,50,55,60,65,70,75,80,85,90,95,100,null,null,5,10,15,20,25,30,35,40,45,50,55,60,65,70,75,80,85,90,95,100,null,null,5,10,15,20,25,30,35,40,45,50,55,60,65,70,75,80,85,90,95,100,null,null,5,10,15,20,25,30,35,40,45,50,55,60,65,70,75,80,85,90,95,100,null,null,5,10,15,20,25,30,35,40,45,50,55,60,65,70,75,80,85,90,95,100]
[null,30,98.4,98.8,98.9,98.9,98.7,98.2,97.6,96.8,95.9,95,94,93,91.9,90.8,89.7,88.6,87.5,86.3,85.2,84.1,null,30,99.7,99.7,99.7,99.7,99.6,99.4,99.1,98.8,98.5,98.1,97.6,97,96.4,95.8,95,94.3,93.5,92.7,91.8,91,null,30,94.1,96.2,97,97.3,97.4,97.2,96.7,96,95.2,94.5,93.8,93,92.3,91.5,90.6,89.8,88.9,88,87.1,86.2,null,30,98.8,99.2,99.2,99.2,99,98.8,98.4,98,97.5,97,96.3,95.7,94.9,94.2,93.3,92.5,91.6,90.6,89.7,88.7,null,30,98.2,98.7,98.6,98.5,98.1,97.6,97.1,96.5,95.9,95.1,94.3,93.5,92.6,91.7,90.7,89.7,88.7,87.7,86.6,85.6]
[null,35,97.2,98.1,98.4,98.5,98.3,97.9,97.2,96.5,95.6,94.7,93.8,92.8,91.8,90.7,89.6,88.5,87.4,86.3,85.2,84.1,null,35,99.3,99.5,99.6,99.5,99.4,99.2,99,98.7,98.3,97.9,97.5,96.9,96.3,95.7,95,94.3,93.5,92.7,91.8,91,null,35,92.9,95.3,96.2,96.6,96.8,96.6,96.1,95.5,94.8,94.2,93.5,92.8,92.1,91.3,90.5,89.7,88.8,88,87.1,86.2,null,35,98.1,98.7,98.9,98.8,98.7,98.5,98.2,97.8,97.3,96.8,96.2,95.5,94.8,94,93.2,92.4,91.5,90.6,89.7,88.7,null,35,97,97.7,97.8,97.7,97.5,97,96.6,96.1,95.4,94.7,94,93.2,92.4,91.5,90.6,89.6,88.6,87.6,86.6,85.6]
[null,40,96.2,97.4,97.8,97.9,97.8,97.3,96.8,96.1,95.3,94.4,93.5,92.6,91.6,90.5,89.5,88.4,87.3,86.2,85.1,84.1,null,40,99,99.2,99.3,99.3,99.2,99,98.8,98.5,98.2,97.8,97.3,96.8,96.2,95.6,94.9,94.2,93.4,92.6,91.8,91,null,40,91.7,94.3,95.4,95.9,96.1,95.9,95.5,95,94.4,93.8,93.2,92.5,91.9,91.1,90.4,89.5,88.7,87.9,87.1,86.2,null,40,97.4,98.2,98.4,98.5,98.4,98.2,97.9,97.5,97,96.5,96,95.3,94.6,93.9,93.1,92.3,91.5,90.6,89.6,88.7,null,40,95.3,96.5,96.9,96.8,96.6,96.3,96,95.5,95,94.3,93.6,92.9,92.1,91.3,90.4,89.5,88.5,87.6,86.6,85.6]
[null,45,95.3,96.7,97.2,97.3,97.1,96.7,96.2,95.5,94.8,94,93.2,92.3,91.3,90.3,89.3,88.3,87.2,86.2,85.1,84.1,null,45,98.4,98.9,99,99,98.9,98.8,98.6,98.3,98,97.6,97.2,96.7,96.1,95.5,94.8,94.1,93.4,92.6,91.8,91,null,45,90.6,93.3,94.6,95.1,95.3,95.1,94.8,94.4,93.9,93.4,92.8,92.2,91.6,90.9,90.2,89.4,88.6,87.9,87.1,86.2,null,45,96.5,97.6,97.9,98,97.9,97.8,97.5,97.1,96.7,96.2,95.7,95.1,94.4,93.7,93,92.2,91.4,90.5,89.6,88.7,null,45,93.6,95.2,95.7,95.8,95.7,95.6,95.3,94.9,94.4,93.9,93.2,92.6,91.8,91,90.2,89.3,88.4,87.5,86.5,85.6]
[null,50,94.3,95.8,96.3,96.5,96.3,95.9,95.5,94.9,94.3,93.6,92.8,91.9,91,90.1,89.1,88.1,87.1,86.1,85.1,84.1,null,50,97.8,98.5,98.6,98.7,98.6,98.5,98.3,98,97.7,97.4,97,96.5,95.9,95.4,94.7,94,93.3,92.5,91.8,91,null,50,89.4,92.3,93.6,94.2,94.3,94.2,94,93.7,93.3,92.9,92.5,91.9,91.3,90.7,90,89.3,88.5,87.8,87,86.2,null,50,95.7,96.9,97.3,97.4,97.4,97.3,97,96.7,96.3,95.9,95.4,94.8,94.2,93.6,92.8,92.1,91.3,90.5,89.6,88.7,null,50,91.9,93.7,94.5,94.7,94.8,94.8,94.6,94.3,93.8,93.3,92.8,92.1,91.5,90.7,90,89.1,88.3,87.4,86.5,85.6]
[null,55,93.2,94.8,95.3,95.4,95.3,95,94.6,94.2,93.6,93,92.3,91.5,90.6,89.8,88.9,87.9,87,86,85,84.1,null,55,97.2,97.9,98.2,98.2,98.2,98.1,97.9,97.7,97.4,97.1,96.7,96.3,95.8,95.2,94.6,93.9,93.2,92.5,91.7,91,null,55,88.2,91.2,92.5,93.1,93.3,93.3,93.2,93,92.7,92.4,92,91.5,91,90.4,89.7,89.1,88.4,87.7,87,86.2,null,55,94.8,96.1,96.6,96.8,96.8,96.7,96.5,96.2,95.9,95.5,95,94.5,94,93.3,92.7,91.9,91.2,90.4,89.6,88.7,null,55,90.1,92.2,93.2,93.6,93.8,93.9,93.8,93.5,93.2,92.7,92.2,91.7,91.1,90.4,89.7,88.9,88.1,87.3,86.5,85.6]
[null,60,92,93.5,94.1,94.3,94.2,94,93.7,93.3,92.8,92.3,91.6,90.9,90.2,89.4,88.6,87.7,86.8,85.9,85,84.1,null,60,96.5,97.3,97.6,97.7,97.7,97.6,97.5,97.3,97,96.8,96.4,96,95.5,95,94.4,93.8,93.1,92.4,91.7,91,null,60,87,89.7,91.1,91.8,92.1,92.3,92.3,92.2,92,91.8,91.5,91,90.6,90.1,89.5,88.9,88.2,87.6,86.9,86.2,null,60,93.7,95.1,95.7,96,96,96,95.9,95.6,95.4,95,94.6,94.1,93.6,93.1,92.4,91.8,91.1,90.3,89.5,88.7,null,60,88.6,90.8,91.9,92.5,92.8,92.9,92.9,92.7,92.4,92,91.6,91.1,90.6,90,89.4,88.7,88,87.2,86.4,85.6]
[null,65,90.6,92,92.7,92.9,93,92.9,92.7,92.4,92,91.5,90.9,90.3,89.7,89,88.2,87.4,86.6,85.8,84.9,84.1,null,65,95.6,96.5,96.9,97.1,97.1,97.1,97,96.8,96.6,96.3,96,95.6,95.2,94.7,94.2,93.6,93,92.3,91.7,91,null,65,85.3,88.1,89.6,90.5,91,91.3,91.4,91.4,91.3,91.1,90.9,90.5,90.1,89.7,89.1,88.6,88.1,87.5,86.9,86.2,null,65,92.6,94.1,94.8,95.1,95.2,95.2,95.2,95,94.7,94.4,94.1,93.7,93.2,92.7,92.2,91.6,90.9,90.2,89.5,88.7,null,65,87.2,89.4,90.6,91.3,91.7,91.9,91.9,91.8,91.6,91.3,90.9,90.6,90.1,89.6,89,88.4,87.8,87.1,86.3,85.6]
[null,70,89.1,90.4,91.1,91.5,91.6,91.6,91.5,91.3,91,90.5,90.1,89.6,89,88.4,87.8,87.1,86.4,85.6,84.8,84.1,null,70,94.6,95.6,96.1,96.3,96.4,96.4,96.4,96.3,96.1,95.8,95.5,95.2,94.8,94.4,93.9,93.4,92.8,92.2,91.6,91,null,70,83.8,86.6,88.2,89.2,89.8,90.2,90.4,90.5,90.5,90.4,90.2,89.9,89.6,89.2,88.8,88.3,87.9,87.4,86.8,86.2,null,70,91.5,92.9,93.7,94.1,94.3,94.4,94.3,94.2,94,93.8,93.5,93.2,92.8,92.3,91.8,91.3,90.7,90.1,89.4,88.7,null,70,86,88.1,89.3,90.1,90.6,90.8,90.8,90.8,90.6,90.4,90.2,89.9,89.5,89.1,88.6,88.1,87.5,86.9,86.3,85.6]
[null,75,87.6,88.8,89.5,90,90.2,90.3,90.2,90.1,89.8,89.5,89.2,88.8,88.3,87.8,87.3,86.7,86.1,85.4,84.7,84.1,null,75,93.8,94.7,95.2,95.5,95.7,95.7,95.7,95.6,95.4,95.2,95,94.7,94.4,94,93.6,93.1,92.6,92.1,91.5,91,null,75,82.9,85.3,86.9,87.9,88.6,89.1,89.3,89.5,89.6,89.5,89.4,89.2,89,88.7,88.3,88,87.6,87.2,86.7,86.2,null,75,90.5,91.8,92.6,93,93.3,93.4,93.4,93.4,93.3,93.1,92.8,92.6,92.2,91.9,91.4,91,90.5,89.9,89.3,88.7,null,75,85.1,87,88.1,88.8,89.3,89.5,89.6,89.7,89.6,89.6,89.4,89.1,88.9,88.5,88.2,87.7,87.2,86.7,86.2,85.6]
[null,80,86.2,87.2,87.9,88.4,88.6,88.8,88.8,88.7,88.6,88.4,88.1,87.8,87.5,87.1,86.7,86.2,85.7,85.2,84.6,84.1,null,80,93,93.8,94.3,94.6,94.8,94.9,94.9,94.8,94.7,94.5,94.3,94.1,93.8,93.5,93.1,92.8,92.4,91.9,91.4,91,null,80,82.2,84.3,85.7,86.7,87.4,87.9,88.2,88.4,88.5,88.5,88.5,88.4,88.3,88.1,87.8,87.6,87.3,87,86.6,86.2,null,80,89.6,90.7,91.4,91.9,92.2,92.3,92.4,92.4,92.4,92.3,92.1,91.9,91.6,91.3,91,90.6,90.2,89.7,89.2,88.7,null,80,84.5,85.8,86.8,87.5,87.9,88.2,88.4,88.6,88.6,88.6,88.5,88.3,88.1,87.9,87.6,87.3,86.9,86.5,86.1,85.6]
[null,85,85,85.8,86.4,86.8,87,87.2,87.3,87.3,87.2,87.1,86.9,86.8,86.5,86.3,86,85.6,85.3,84.9,84.5,84.1,null,85,92.3,92.9,93.3,93.6,93.7,93.8,93.9,93.8,93.8,93.7,93.5,93.4,93.1,92.9,92.6,92.4,92,91.7,91.3,91,null,85,81.900000000000006,83.4,84.6,85.5,86.1,86.6,86.9,87.2,87.4,87.5,87.5,87.5,87.5,87.4,87.3,87.1,87,86.8,86.5,86.2,null,85,88.9,89.7,90.3,90.7,91,91.2,91.3,91.4,91.4,91.3,91.2,91.1,90.9,90.7,90.4,90.1,89.8,89.5,89.1,88.7,null,85,83.8,84.8,85.6,86.1,86.6,87,87.2,87.4,87.5,87.5,87.5,87.5,87.4,87.2,87,86.8,86.5,86.3,85.9,85.6]
[null,90,84,84.5,84.9,85.2,85.4,85.6,85.7,85.7,85.7,85.7,85.7,85.6,85.5,85.4,85.2,85,84.8,84.6,84.3,84.1,null,90,91.6,92,92.3,92.5,92.6,92.7,92.7,92.7,92.7,92.7,92.6,92.5,92.4,92.2,92.1,91.9,91.7,91.5,91.2,91,null,90,82.1,83,83.8,84.5,85,85.4,85.7,86,86.2,86.4,86.5,86.6,86.7,86.7,86.7,86.7,86.6,86.5,86.4,86.2,null,90,88.4,89,89.3,89.6,89.9,90,90.1,90.2,90.2,90.2,90.2,90.1,90.1,89.9,89.8,89.6,89.4,89.2,89,88.7,null,90,83.5,84.2,84.7,85.2,85.6,85.8,86.1,86.2,86.4,86.5,86.5,86.5,86.5,86.5,86.4,86.3,86.1,86,85.8,85.6]
[null,95,83.4,83.6,83.8,84,84.1,84.2,84.3,84.3,84.4,84.4,84.4,84.4,84.4,84.4,84.4,84.3,84.3,84.2,84.1,84.1,null,95,91,91.2,91.3,91.4,91.4,91.5,91.5,91.5,91.6,91.5,91.5,91.5,91.5,91.4,91.4,91.3,91.2,91.1,91.1,91,null,95,83,83.5,83.9,84.2,84.5,84.8,85,85.2,85.4,85.6,85.7,85.8,85.9,86,86.1,86.2,86.2,86.2,86.3,86.2,null,95,88.2,88.4,88.6,88.7,88.9,89,89,89.1,89.1,89.2,89.2,89.2,89.1,89.1,89.1,89,89,88.9,88.8,88.7,null,95,83.9,84.2,84.5,84.7,84.9,85.1,85.2,85.3,85.4,85.5,85.6,85.6,85.7,85.7,85.7,85.7,85.7,85.7,85.6,85.6]
[null,98,83.7,83.7,83.8,83.8,83.9,83.9,83.9,84,84,84,84,84,84,84.1,84.1,84.1,84.1,84.1,84.1,84.1,null,98,91,91,91,91,91.1,91.1,91.1,91.1,91.1,91.1,91.1,91.1,91.1,91.1,91,91,91,91,91,91,null,98,84.8,84.9,85,85.1,85.3,85.4,85.5,85.6,85.6,85.7,85.8,85.9,85.9,86,86,86.1,86.1,86.2,86.2,86.2,null,98,88.6,88.6,88.6,88.7,88.7,88.7,88.7,88.8,88.8,88.8,88.8,88.8,88.8,88.8,88.8,88.8,88.8,88.7,88.7,88.7,null,98,84.9,85,85.1,85.1,85.2,85.2,85.3,85.3,85.4,85.4,85.4,85.5,85.5,85.5,85.5,85.5,85.6,85.6,85.6,85.6]
[]
[null,"Mean Annual Mass Removal Efficiencies for 2.50-inches of Retention for Zone 1",null,null,null,null,null,null,null,null,null,null,null,null,null,null,null,null,null,null,null,null,null,"Mean Annual Mass Removal Efficiencies for 2.50-inches of Retention for Zone 2",null,null,null,null,null,null,null,null,null,null,null,null,null,null,null,null,null,null,null,null,null,"Mean Annual Mass Removal Efficiencies for 2.50-inches of Retention for Zone 3",null,null,null,null,null,null,null,null,null,null,null,null,null,null,null,null,null,null,null,null,null,"Mean Annual Mass Removal Efficiencies for 2.50-inches of Retention for Zone 4",null,null,null,null,null,null,null,null,null,null,null,null,null,null,null,null,null,null,null,null,null,"Mean Annual Mass Removal Efficiencies for 2.50-inches of Retention for Zone 5"]
[]
[]
[null,"NDCIA CN","Percent DCIA",null,null,null,null,null,null,null,null,null,null,null,null,null,null,null,null,null,null,null,null,"NDCIA CN","Percent DCIA",null,null,null,null,null,null,null,null,null,null,null,null,null,null,null,null,null,null,null,null,"NDCIA CN","Percent DCIA",null,null,null,null,null,null,null,null,null,null,null,null,null,null,null,null,null,null,null,null,"NDCIA CN","Percent DCIA",null,null,null,null,null,null,null,null,null,null,null,null,null,null,null,null,null,null,null,null,"NDCIA CN","Percent DCIA"]
[null,null,5,10,15,20,25,30,35,40,45,50,55,60,65,70,75,80,85,90,95,100,null,null,5,10,15,20,25,30,35,40,45,50,55,60,65,70,75,80,85,90,95,100,null,null,5,10,15,20,25,30,35,40,45,50,55,60,65,70,75,80,85,90,95,100,null,null,5,10,15,20,25,30,35,40,45,50,55,60,65,70,75,80,85,90,95,100,null,null,5,10,15,20,25,30,35,40,45,50,55,60,65,70,75,80,85,90,95,100]
[null,30,98.7,99.1,99.1,99.1,99,98.7,98.2,97.6,96.8,96.1,95.2,94.3,93.4,92.5,91.5,90.5,89.5,88.5,87.4,86.4,null,30,99.7,99.8,99.8,99.8,99.7,99.6,99.4,99.1,98.8,98.5,98.1,97.7,97.2,96.7,96.1,95.5,94.9,94.2,93.5,92.7,null,30,94.3,96.4,97.2,97.5,97.6,97.6,97.3,96.8,96.1,95.4,94.7,94.1,93.4,92.7,92,91.3,90.5,89.7,88.9,88.1,null,30,99,99.3,99.4,99.3,99.2,99,98.8,98.5,98.1,97.6,97.1,96.6,95.9,95.3,94.6,93.9,93.1,92.4,91.5,90.7,null,30,98.6,98.9,98.9,98.8,98.6,98.2,97.7,97.2,96.7,96,95.3,94.6,93.9,93.1,92.3,91.4,90.6,89.6,88.7,87.8]
[null,35,97.7,98.4,98.6,98.7,98.6,98.4,97.9,97.3,96.6,95.8,95,94.2,93.3,92.3,91.4,90.4,89.4,88.4,87.4,86.4,null,35,99.5,99.6,99.7,99.6,99.6,99.4,99.3,99,98.7,98.4,98,97.6,97.2,96.6,96.1,95.5,94.8,94.2,93.4,92.7,null,35,93.3,95.6,96.5,96.9,97.1,97.1,96.8,96.3,95.7,95.1,94.5,93.9,93.2,92.6,91.9,91.2,90.4,89.7,88.9,88.1,null,35,98.4,98.9,99.1,99.1,99,98.8,98.6,98.3,97.9,97.4,96.9,96.4,95.8,95.2,94.5,93.8,93.1,92.3,91.5,90.7,null,35,97.6,98.1,98.3,98.2,98,97.6,97.2,96.8,96.3,95.7,95,94.4,93.7,92.9,92.1,91.3,90.5,89.6,88.7,87.8]
[null,40,96.7,97.8,98.2,98.3,98.2,98,97.5,96.9,96.3,95.5,94.8,93.9,93.1,92.2,91.3,90.3,89.3,88.4,87.4,86.4,null,40,99.2,99.4,99.5,99.5,99.4,99.3,99.1,98.9,98.6,98.3,97.9,97.5,97.1,96.6,96,95.4,94.8,94.1,93.4,92.7,null,40,92.3,94.7,95.8,96.3,96.5,96.5,96.3,95.8,95.3,94.7,94.2,93.6,93,92.4,91.7,91.1,90.3,89.6,88.9,88.1,null,40,97.8,98.5,98.7,98.7,98.7,98.5,98.3,98,97.6,97.2,96.8,96.2,95.7,95.1,94.4,93.8,93,92.3,91.5,90.7,null,40,96.2,97.1,97.4,97.4,97.3,97,96.7,96.3,95.9,95.3,94.7,94.1,93.4,92.7,92,91.2,90.4,89.5,88.7,87.8]
[null,45,95.9,97.2,97.6,97.8,97.7,97.4,97,96.4,95.8,95.2,94.4,93.7,92.8,92,91.1,90.2,89.3,88.3,87.4,86.4,null,45,98.7,99.1,99.2,99.2,99.2,99,98.9,98.7,98.4,98.1,97.8,97.4,97,96.5,95.9,95.4,94.7,94.1,93.4,92.7,null,45,91.2,93.9,95,95.6,95.9,95.9,95.6,95.2,94.8,94.3,93.8,93.3,92.8,92.2,91.6,90.9,90.2,89.5,88.8,88.1,null,45,97.1,98,98.2,98.3,98.3,98.2,98,97.7,97.4,97,96.5,96,95.5,94.9,94.3,93.7,93,92.2,91.5,90.7,null,45,94.7,96,96.5,96.5,96.5,96.3,96,95.8,95.4,94.9,94.3,93.8,93.2,92.5,91.8,91,90.3,89.5,88.6,87.8]
[null,50,95.1,96.5,97,97.1,97,96.7,96.3,95.9,95.3,94.7,94.1,93.3,92.6,91.7,90.9,90,89.2,88.2,87.3,86.4,null,50,98.2,98.8,98.9,98.9,98.9,98.8,98.6,98.4,98.2,97.9,97.6,97.2,96.8,96.4,95.8,95.3,94.7,94.1,93.4,92.7,null,50,90.3,93,94.2,94.9,95.1,95.1,94.9,94.6,94.3,93.8,93.4,93,92.5,92,91.4,90.8,90.1,89.5,88.8,88.1,null,50,96.3,97.4,97.8,97.9,97.9,97.8,97.6,97.3,97,96.7,96.3,95.8,95.3,94.7,94.2,93.5,92.9,92.2,91.4,90.7,null,50,93.2,94.8,95.3,95.6,95.6,95.5,95.4,95.2,94.8,94.4,93.9,93.4,92.8,92.2,91.6,90.9,90.1,89.4,88.6,87.8]
[null,55,94.3,95.6,96.1,96.3,96.2,95.9,95.6,95.2,94.7,94.2,93.6,92.9,92.2,91.5,90.7,89.9,89,88.2,87.3,86.4,null,55,97.7,98.3,98.5,98.6,98.5,98.5,98.3,98.1,97.9,97.7,97.4,97,96.6,96.2,95.7,95.2,94.6,94,93.4,92.7,null,55,89.3,92.1,93.4,94,94.2,94.2,94.1,93.9,93.7,93.3,93,92.6,92.2,91.7,91.2,90.6,90,89.4,88.8,88.1,null,55,95.6,96.7,97.2,97.3,97.3,97.3,97.1,96.9,96.6,96.3,95.9,95.5,95,94.5,94,93.4,92.8,92.1,91.4,90.7,null,55,91.6,93.4,94.2,94.5,94.7,94.7,94.7,94.5,94.2,93.9,93.4,93,92.5,91.9,91.3,90.7,90,89.3,88.5,87.8]
[null,60,93.3,94.6,95.1,95.3,95.2,95,94.8,94.4,94,93.6,93,92.4,91.8,91.1,90.4,89.6,88.9,88.1,87.2,86.4,null,60,97.1,97.8,98,98.1,98.1,98.1,97.9,97.8,97.6,97.4,97.1,96.8,96.4,96,95.6,95.1,94.5,93.9,93.3,92.7,null,60,88.4,91,92.2,92.9,93.1,93.3,93.3,93.2,93,92.8,92.5,92.2,91.8,91.4,90.9,90.4,89.9,89.3,88.7,88.1,null,60,94.7,95.9,96.4,96.7,96.7,96.7,96.6,96.4,96.2,95.9,95.5,95.2,94.8,94.3,93.8,93.2,92.7,92,91.4,90.7,null,60,90.1,92,93,93.5,93.8,93.9,93.9,93.8,93.5,93.2,92.9,92.5,92,91.6,91,90.4,89.8,89.2,88.5,87.8]
[null,65,92.2,93.4,93.9,94.1,94.1,94,93.8,93.6,93.2,92.9,92.4,91.9,91.3,90.7,90,89.4,88.7,87.9,87.2,86.4,null,65,96.4,97.1,97.5,97.6,97.6,97.6,97.5,97.4,97.2,97,96.8,96.5,96.2,95.8,95.4,94.9,94.4,93.9,93.3,92.7,null,65,87.2,89.6,90.9,91.6,92.1,92.3,92.4,92.4,92.3,92.2,92,91.7,91.4,91,90.7,90.2,89.7,89.2,88.7,88.1,null,65,93.8,95,95.6,95.9,96,96,95.9,95.8,95.6,95.4,95.1,94.8,94.4,94,93.5,93,92.5,91.9,91.3,90.7,null,65,88.9,90.8,91.8,92.4,92.8,93,93.1,93,92.8,92.6,92.3,92,91.6,91.2,90.7,90.2,89.6,89.1,88.4,87.8]
[null,70,90.8,91.9,92.5,92.8,92.9,92.9,92.8,92.6,92.4,92,91.6,91.2,90.7,90.2,89.6,89.1,88.4,87.8,87.1,86.4,null,70,95.6,96.4,96.8,97,97.1,97.1,97,96.9,96.8,96.6,96.4,96.1,95.8,95.5,95.1,94.7,94.2,93.8,93.3,92.7,null,70,85.8,88.2,89.5,90.5,91,91.3,91.5,91.6,91.6,91.5,91.4,91.2,90.9,90.6,90.3,89.9,89.5,89,88.6,88.1,null,70,92.8,94,94.7,95,95.2,95.3,95.3,95.2,95,94.8,94.6,94.3,94,93.7,93.3,92.8,92.3,91.8,91.3,90.7,null,70,87.8,89.6,90.7,91.4,91.8,92.1,92.1,92.1,92,91.8,91.6,91.4,91.1,90.7,90.3,89.9,89.4,88.9,88.4,87.8]
[null,75,89.5,90.5,91.1,91.5,91.6,91.7,91.7,91.6,91.4,91.1,90.8,90.4,90.1,89.6,89.2,88.7,88.1,87.6,87,86.4,null,75,94.8,95.6,96,96.3,96.4,96.5,96.4,96.4,96.3,96.1,95.9,95.7,95.5,95.2,94.8,94.5,94.1,93.6,93.2,92.7,null,75,84.7,87,88.3,89.2,89.9,90.3,90.6,90.7,90.8,90.8,90.7,90.6,90.4,90.2,89.9,89.6,89.2,88.9,88.5,88.1,null,75,91.9,93.1,93.7,94.1,94.3,94.5,94.5,94.4,94.3,94.2,94,93.8,93.5,93.2,92.9,92.5,92.1,91.7,91.2,90.7,null,75,86.9,88.6,89.6,90.3,90.8,91,91.1,91.1,91.1,91,90.9,90.7,90.5,90.2,89.9,89.5,89.2,88.7,88.3,87.8]
[null,80,88.2,89.1,89.7,90.1,90.3,90.4,90.4,90.4,90.3,90.1,89.9,89.6,89.3,89,88.6,88.2,87.8,87.4,86.9,86.4,null,80,94.1,94.8,95.3,95.5,95.7,95.8,95.8,95.7,95.7,95.5,95.4,95.2,95,94.8,94.5,94.2,93.8,93.5,93.1,92.7,null,80,84,85.9,87.2,88.1,88.8,89.2,89.6,89.8,89.9,90,90,89.9,89.8,89.7,89.5,89.2,89,88.7,88.4,88.1,null,80,91.2,92.1,92.7,93.1,93.4,93.5,93.6,93.6,93.6,93.5,93.4,93.2,93,92.8,92.5,92.2,91.9,91.5,91.1,90.7,null,80,86.4,87.7,88.6,89.2,89.6,89.9,90,90.1,90.2,90.2,90.1,90,89.8,89.7,89.4,89.2,88.9,88.5,88.2,87.8]
[null,85,87.1,87.8,88.3,88.6,88.9,89,89.1,89.1,89,89,88.8,88.7,88.5,88.3,88,87.7,87.4,87.1,86.8,86.4,null,85,93.6,94.1,94.4,94.7,94.8,94.9,95,95,94.9,94.9,94.7,94.6,94.5,94.3,94.1,93.8,93.6,93.3,93,92.7,null,85,83.8,85.3,86.3,87.1,87.7,88.2,88.5,88.8,89,89.1,89.1,89.1,89.1,89.1,89,88.8,88.7,88.5,88.3,88.1,null,85,90.6,91.3,91.8,92.2,92.4,92.6,92.7,92.7,92.7,92.7,92.6,92.5,92.4,92.2,92,91.8,91.6,91.3,91,90.7,null,85,85.9,86.9,87.5,88,88.4,88.7,88.9,89.1,89.2,89.3,89.3,89.2,89.2,89.1,88.9,88.8,88.6,88.3,88.1,87.8]
[null,90,86.3,86.7,87,87.3,87.5,87.6,87.7,87.8,87.8,87.8,87.7,87.7,87.6,87.5,87.3,87.2,87,86.8,86.6,86.4,null,90,93.1,93.4,93.6,93.8,93.9,94,94.1,94.1,94.1,94,94,93.9,93.8,93.7,93.6,93.4,93.3,93.1,92.9,92.7,null,90,84.1,85,85.8,86.4,86.8,87.2,87.5,87.8,88,88.1,88.3,88.3,88.4,88.4,88.4,88.4,88.3,88.3,88.2,88.1,null,90,90.2,90.6,91,91.2,91.4,91.6,91.7,91.8,91.8,91.8,91.8,91.8,91.7,91.6,91.5,91.4,91.2,91.1,90.9,90.7,null,90,85.6,86.2,86.7,87.1,87.5,87.8,88,88.1,88.3,88.4,88.4,88.4,88.4,88.4,88.4,88.3,88.2,88.1,87.9,87.8]
[null,95,85.8,85.9,86.1,86.2,86.3,86.4,86.5,86.6,86.6,86.6,86.7,86.7,86.7,86.7,86.6,86.6,86.6,86.5,86.5,86.4,null,95,92.7,92.8,92.9,93,93,93.1,93.1,93.1,93.1,93.1,93.1,93.1,93.1,93.1,93,93,92.9,92.9,92.8,92.7,null,95,85.1,85.5,85.9,86.2,86.5,86.7,86.9,87.1,87.3,87.4,87.5,87.7,87.8,87.8,87.9,88,88,88.1,88.1,88.1,null,95,90.1,90.3,90.4,90.6,90.7,90.7,90.8,90.9,90.9,91,91,91,91,91,90.9,90.9,90.9,90.8,90.8,90.7,null,95,86.1,86.4,86.6,86.8,87,87.1,87.3,87.4,87.5,87.6,87.7,87.7,87.8,87.8,87.8,87.8,87.8,87.8,87.8,87.8]
[null,98,86,86.1,86.1,86.2,86.2,86.2,86.3,86.3,86.3,86.3,86.3,86.3,86.4,86.4,86.4,86.4,86.4,86.4,86.4,86.4,null,98,92.7,92.7,92.7,92.7,92.7,92.8,92.8,92.8,92.8,92.8,92.8,92.8,92.8,92.8,92.8,92.8,92.7,92.7,92.7,92.7,null,98,86.7,86.8,86.9,87,87.1,87.2,87.3,87.4,87.5,87.6,87.6,87.7,87.8,87.8,87.9,87.9,88,88,88.1,88.1,null,98,90.5,90.5,90.5,90.6,90.6,90.6,90.6,90.7,90.7,90.7,90.7,90.7,90.7,90.7,90.7,90.7,90.7,90.7,90.7,90.7,null,98,87.1,87.2,87.2,87.3,87.3,87.4,87.4,87.5,87.5,87.6,87.6,87.6,87.7,87.7,87.7,87.7,87.7,87.8,87.8,87.8]
[]
[null,"Mean Annual Mass Removal Efficiencies for 2.75-inches of Retention for Zone 1",null,null,null,null,null,null,null,null,null,null,null,null,null,null,null,null,null,null,null,null,null,"Mean Annual Mass Removal Efficiencies for 2.75-inches of Retention for Zone 2",null,null,null,null,null,null,null,null,null,null,null,null,null,null,null,null,null,null,null,null,null,"Mean Annual Mass Removal Efficiencies for 2.75-inches of Retention for Zone 3",null,null,null,null,null,null,null,null,null,null,null,null,null,null,null,null,null,null,null,null,null,"Mean Annual Mass Removal Efficiencies for 2.75-inches of Retention for Zone 4",null,null,null,null,null,null,null,null,null,null,null,null,null,null,null,null,null,null,null,null,null,"Mean Annual Mass Removal Efficiencies for 2.75-inches of Retention for Zone 5"]
[]
[]
[null,"NDCIA CN","Percent DCIA",null,null,null,null,null,null,null,null,null,null,null,null,null,null,null,null,null,null,null,null,"NDCIA CN","Percent DCIA",null,null,null,null,null,null,null,null,null,null,null,null,null,null,null,null,null,null,null,null,"NDCIA CN","Percent DCIA",null,null,null,null,null,null,null,null,null,null,null,null,null,null,null,null,null,null,null,null,"NDCIA CN","Percent DCIA",null,null,null,null,null,null,null,null,null,null,null,null,null,null,null,null,null,null,null,null,"NDCIA CN","Percent DCIA"]
[null,null,5,10,15,20,25,30,35,40,45,50,55,60,65,70,75,80,85,90,95,100,null,null,5,10,15,20,25,30,35,40,45,50,55,60,65,70,75,80,85,90,95,100,null,null,5,10,15,20,25,30,35,40,45,50,55,60,65,70,75,80,85,90,95,100,null,null,5,10,15,20,25,30,35,40,45,50,55,60,65,70,75,80,85,90,95,100,null,null,5,10,15,20,25,30,35,40,45,50,55,60,65,70,75,80,85,90,95,100]
[null,30,98.9,99.3,99.3,99.3,99.2,99,98.6,98.2,97.5,96.9,96.2,95.4,94.6,93.8,92.9,92,91.1,90.2,89.3,88.3,null,30,99.8,99.9,99.9,99.8,99.8,99.7,99.5,99.4,99.1,98.8,98.5,98.2,97.8,97.4,96.9,96.4,95.9,95.3,94.7,94.1,null,30,94.6,96.5,97.3,97.7,97.8,97.9,97.7,97.4,96.8,96.2,95.6,94.9,94.4,93.7,93.1,92.4,91.8,91.1,90.4,89.6,null,30,99.1,99.4,99.5,99.5,99.4,99.2,99,98.8,98.5,98.1,97.7,97.2,96.7,96.2,95.6,95,94.3,93.7,93,92.3,null,30,98.9,99.1,99.1,99.1,98.9,98.6,98.2,97.8,97.3,96.7,96.2,95.5,94.9,94.2,93.5,92.8,92,91.2,90.4,89.6]
[null,35,98.2,98.7,98.8,98.9,98.9,98.7,98.4,97.9,97.3,96.7,96,95.2,94.5,93.6,92.8,91.9,91.1,90.2,89.2,88.3,null,35,99.6,99.7,99.7,99.7,99.7,99.6,99.4,99.3,99,98.8,98.5,98.1,97.8,97.4,96.9,96.4,95.9,95.3,94.7,94.1,null,35,93.6,95.9,96.7,97.1,97.3,97.4,97.3,97,96.5,95.9,95.3,94.7,94.2,93.6,93,92.4,91.7,91,90.3,89.6,null,35,98.7,99.1,99.2,99.2,99.2,99,98.9,98.6,98.3,98,97.5,97.1,96.6,96.1,95.5,94.9,94.3,93.6,93,92.3,null,35,98.1,98.5,98.6,98.6,98.4,98.1,97.7,97.4,96.9,96.4,95.9,95.3,94.7,94.1,93.4,92.7,91.9,91.2,90.4,89.6]
[null,40,97.2,98.1,98.4,98.5,98.5,98.4,98,97.6,97,96.4,95.7,95,94.3,93.5,92.7,91.8,91,90.1,89.2,88.3,null,40,99.4,99.5,99.6,99.6,99.5,99.4,99.3,99.1,98.9,98.6,98.4,98,97.7,97.3,96.8,96.4,95.8,95.3,94.7,94.1,null,40,92.8,95.1,96.1,96.6,96.8,97,96.8,96.5,96,95.5,95,94.5,94,93.4,92.8,92.2,91.6,91,90.3,89.6,null,40,98.1,98.7,98.9,98.9,98.9,98.8,98.6,98.4,98.1,97.8,97.4,96.9,96.5,96,95.4,94.9,94.2,93.6,92.9,92.3,null,40,97,97.7,97.9,97.9,97.8,97.5,97.2,96.9,96.5,96.1,95.6,95,94.5,93.9,93.2,92.5,91.8,91.1,90.3,89.6]
[null,45,96.4,97.5,97.9,98.1,98.1,97.9,97.6,97.1,96.6,96.1,95.4,94.8,94.1,93.3,92.5,91.7,90.9,90.1,89.2,88.3,null,45,99,99.3,99.4,99.4,99.3,99.2,99.1,98.9,98.7,98.5,98.2,97.9,97.6,97.2,96.8,96.3,95.8,95.2,94.7,94.1,null,45,91.8,94.3,95.4,96,96.3,96.4,96.3,96,95.6,95.1,94.7,94.2,93.7,93.2,92.7,92.1,91.6,90.9,90.3,89.6,null,45,97.6,98.3,98.5,98.6,98.6,98.5,98.3,98.1,97.9,97.5,97.2,96.8,96.3,95.8,95.3,94.8,94.2,93.6,92.9,92.3,null,45,95.6,96.7,97.1,97.1,97.1,96.9,96.6,96.4,96.1,95.7,95.2,94.7,94.2,93.6,93,92.4,91.7,91,90.3,89.6]
[null,50,95.8,97,97.4,97.6,97.6,97.4,97,96.6,96.2,95.6,95.1,94.5,93.8,93.1,92.4,91.6,90.8,90,89.2,88.3,null,50,98.6,99,99.1,99.2,99.1,99,98.9,98.7,98.6,98.3,98.1,97.8,97.5,97.1,96.7,96.2,95.7,95.2,94.7,94.1,null,50,91,93.6,94.8,95.4,95.7,95.8,95.6,95.4,95,94.7,94.3,93.9,93.5,93,92.5,92,91.5,90.9,90.3,89.6,null,50,96.9,97.8,98.1,98.2,98.2,98.1,98,97.8,97.6,97.3,96.9,96.6,96.1,95.7,95.2,94.7,94.1,93.5,92.9,92.3,null,50,94.3,95.6,96.1,96.3,96.3,96.2,96,95.8,95.6,95.3,94.9,94.4,93.9,93.4,92.8,92.2,91.6,91,90.3,89.6]
[null,55,95.1,96.3,96.8,96.9,96.9,96.7,96.4,96,95.6,95.1,94.6,94.1,93.5,92.8,92.1,91.4,90.7,89.9,89.1,88.3,null,55,98.1,98.6,98.8,98.8,98.8,98.7,98.6,98.5,98.3,98.1,97.9,97.6,97.3,97,96.6,96.1,95.7,95.2,94.6,94.1,null,55,90.2,92.8,94,94.7,95,95,94.9,94.7,94.5,94.2,93.9,93.5,93.2,92.8,92.3,91.8,91.3,90.8,90.2,89.6,null,55,96.2,97.2,97.6,97.7,97.8,97.7,97.6,97.4,97.2,96.9,96.6,96.3,95.9,95.5,95,94.5,94,93.5,92.9,92.3,null,55,92.9,94.4,95,95.3,95.4,95.4,95.4,95.3,95.1,94.8,94.4,94,93.6,93.1,92.6,92.1,91.5,90.9,90.2,89.6]
[null,60,94.4,95.5,95.9,96.1,96,95.9,95.7,95.3,95,94.6,94.1,93.6,93.1,92.5,91.9,91.2,90.5,89.8,89.1,88.3,null,60,97.6,98.2,98.4,98.5,98.5,98.4,98.3,98.2,98,97.9,97.6,97.4,97.1,96.8,96.4,96,95.6,95.1,94.6,94.1,null,60,89.4,92,93.2,93.8,94,94.1,94.2,94,93.9,93.7,93.4,93.1,92.9,92.5,92.1,91.7,91.2,90.7,90.2,89.6,null,60,95.5,96.6,97,97.2,97.3,97.2,97.1,97,96.8,96.6,96.3,96,95.6,95.3,94.8,94.4,93.9,93.4,92.8,92.3,null,60,91.6,93.2,93.9,94.3,94.6,94.7,94.7,94.6,94.5,94.2,93.9,93.6,93.2,92.8,92.3,91.8,91.3,90.8,90.2,89.6]
[null,65,93.4,94.5,94.9,95.1,95.1,95,94.8,94.6,94.3,93.9,93.6,93.1,92.6,92.1,91.5,90.9,90.3,89.7,89,88.3,null,65,97,97.6,97.9,98,98.1,98,98,97.9,97.7,97.6,97.4,97.2,96.9,96.6,96.2,95.9,95.5,95,94.6,94.1,null,65,88.7,90.9,92,92.7,93.1,93.3,93.3,93.3,93.2,93.1,92.9,92.7,92.5,92.2,91.8,91.4,91.1,90.6,90.1,89.6,null,65,94.7,95.8,96.3,96.5,96.6,96.7,96.6,96.5,96.3,96.1,95.9,95.6,95.3,95,94.6,94.2,93.8,93.3,92.8,92.3,null,65,90.3,92,92.8,93.4,93.7,93.9,94,93.9,93.8,93.6,93.4,93.1,92.8,92.4,92,91.6,91.1,90.6,90.1,89.6]
[null,70,92.3,93.2,93.7,93.9,94,94,93.9,93.7,93.5,93.2,92.9,92.5,92.1,91.7,91.2,90.7,90.1,89.5,88.9,88.3,null,70,96.4,97,97.3,97.5,97.6,97.6,97.5,97.5,97.4,97.2,97.1,96.9,96.6,96.3,96,95.7,95.3,94.9,94.5,94.1,null,70,87.5,89.6,90.8,91.6,92.1,92.3,92.5,92.5,92.5,92.5,92.4,92.2,92,91.8,91.5,91.2,90.9,90.5,90.1,89.6,null,70,93.9,95,95.5,95.8,96,96,96,95.9,95.8,95.7,95.5,95.2,95,94.7,94.4,94,93.6,93.2,92.7,92.3,null,70,89.3,90.9,91.8,92.4,92.8,93.1,93.2,93.2,93.1,93,92.8,92.6,92.3,92,91.7,91.3,90.9,90.5,90.1,89.6]
[null,75,91,91.9,92.4,92.7,92.9,92.9,92.9,92.8,92.6,92.4,92.2,91.9,91.5,91.1,90.7,90.3,89.9,89.4,88.9,88.3,null,75,95.7,96.4,96.7,96.9,97,97.1,97,97,96.9,96.8,96.7,96.5,96.3,96.1,95.8,95.5,95.2,94.8,94.5,94.1,null,75,86.4,88.4,89.7,90.4,91,91.3,91.6,91.7,91.8,91.8,91.8,91.7,91.6,91.4,91.2,90.9,90.7,90.3,90,89.6,null,75,93.1,94.1,94.7,95,95.2,95.3,95.3,95.3,95.2,95.1,95,94.8,94.6,94.3,94.1,93.8,93.4,93.1,92.7,92.3,null,75,88.5,89.9,90.9,91.5,91.9,92.2,92.3,92.4,92.3,92.2,92.1,92,91.8,91.6,91.3,91,90.7,90.4,90,89.6]
[null,80,89.9,90.6,91.1,91.5,91.7,91.8,91.8,91.8,91.7,91.5,91.3,91.1,90.9,90.6,90.3,89.9,89.6,89.2,88.8,88.3,null,80,95.1,95.6,96,96.3,96.4,96.5,96.5,96.5,96.4,96.3,96.2,96.1,95.9,95.7,95.5,95.3,95,94.7,94.4,94.1,null,80,85.8,87.4,88.6,89.4,90,90.4,90.7,90.9,91,91.1,91.1,91.1,91,90.9,90.8,90.6,90.4,90.2,89.9,89.6,null,80,92.5,93.3,93.8,94.1,94.4,94.5,94.6,94.6,94.6,94.5,94.4,94.3,94.1,93.9,93.7,93.5,93.2,92.9,92.6,92.3,null,80,88.1,89.2,90,90.6,91,91.2,91.4,91.5,91.5,91.5,91.4,91.4,91.3,91.1,90.9,90.7,90.5,90.2,89.9,89.6]
[null,85,88.9,89.5,89.9,90.2,90.4,90.5,90.6,90.6,90.6,90.5,90.4,90.3,90.1,89.9,89.7,89.5,89.2,89,88.7,88.3,null,85,94.6,95,95.3,95.6,95.7,95.8,95.8,95.8,95.8,95.8,95.7,95.6,95.5,95.3,95.2,95,94.8,94.6,94.3,94.1,null,85,85.5,86.8,87.7,88.5,89,89.4,89.8,90,90.2,90.3,90.4,90.4,90.4,90.4,90.4,90.3,90.1,90,89.8,89.6,null,85,91.9,92.6,93,93.3,93.5,93.7,93.8,93.8,93.8,93.8,93.8,93.7,93.6,93.5,93.3,93.2,93,92.7,92.5,92.3,null,85,87.8,88.6,89.2,89.6,90,90.2,90.4,90.5,90.6,90.7,90.7,90.7,90.7,90.6,90.5,90.3,90.2,90,89.8,89.6]
[null,90,88.1,88.5,88.8,89,89.2,89.3,89.4,89.4,89.5,89.5,89.4,89.4,89.3,89.2,89.1,89,88.9,88.7,88.5,88.3,null,90,94.2,94.5,94.7,94.9,95,95,95.1,95.1,95.1,95.1,95.1,95,94.9,94.9,94.8,94.6,94.5,94.4,94.2,94.1,null,90,85.8,86.6,87.3,87.9,88.3,88.7,89,89.2,89.4,89.6,89.7,89.8,89.8,89.9,89.9,89.9,89.8,89.8,89.7,89.6,null,90,91.6,92,92.3,92.5,92.7,92.9,93,93,93.1,93.1,93.1,93.1,93,93,92.9,92.8,92.7,92.6,92.4,92.3,null,90,87.5,88,88.4,88.8,89.1,89.3,89.5,89.7,89.8,89.9,90,90,90,90,90,89.9,89.9,89.8,89.7,89.6]
[null,95,87.7,87.8,88,88.1,88.2,88.3,88.4,88.4,88.5,88.5,88.5,88.5,88.5,88.5,88.5,88.5,88.5,88.4,88.4,88.3,null,95,93.9,94,94.1,94.2,94.3,94.3,94.3,94.4,94.4,94.4,94.4,94.4,94.4,94.3,94.3,94.3,94.2,94.2,94.1,94.1,null,95,86.9,87.2,87.6,87.8,88.1,88.3,88.5,88.7,88.9,89,89.1,89.2,89.3,89.4,89.5,89.5,89.5,89.6,89.6,89.6,null,95,91.6,91.8,91.9,92,92.1,92.2,92.3,92.3,92.4,92.4,92.4,92.4,92.4,92.4,92.4,92.4,92.4,92.3,92.3,92.3,null,95,87.9,88.2,88.4,88.6,88.7,88.9,89,89.1,89.2,89.3,89.4,89.4,89.5,89.5,89.5,89.6,89.6,89.6,89.6,89.6]
[null,98,87.9,88,88,88.1,88.1,88.1,88.2,88.2,88.2,88.2,88.3,88.3,88.3,88.3,88.3,88.3,88.3,88.3,88.3,88.3,null,98,94,94,94,94,94.1,94.1,94.1,94.1,94.1,94.1,94.1,94.1,94.1,94.1,94.1,94.1,94.1,94.1,94.1,94.1,null,98,88.4,88.5,88.6,88.7,88.8,88.9,88.9,89,89.1,89.1,89.2,89.3,89.3,89.4,89.4,89.5,89.5,89.6,89.6,89.6,null,98,92,92,92.1,92.1,92.1,92.1,92.2,92.2,92.2,92.2,92.2,92.2,92.2,92.3,92.3,92.3,92.3,92.3,92.3,92.3,null,98,88.9,88.9,89,89,89.1,89.1,89.2,89.2,89.3,89.3,89.4,89.4,89.4,89.5,89.5,89.5,89.5,89.5,89.6,89.6]
[]
[null,"Mean Annual Mass Removal Efficiencies for 3.00-inches of Retention for Zone 1",null,null,null,null,null,null,null,null,null,null,null,null,null,null,null,null,null,null,null,null,null,"Mean Annual Mass Removal Efficiencies for 3.00-inches of Retention for Zone 2",null,null,null,null,null,null,null,null,null,null,null,null,null,null,null,null,null,null,null,null,null,"Mean Annual Mass Removal Efficiencies for 3.00-inches of Retention for Zone 3",null,null,null,null,null,null,null,null,null,null,null,null,null,null,null,null,null,null,null,null,null,"Mean Annual Mass Removal Efficiencies for 3.00-inches of Retention for Zone 4",null,null,null,null,null,null,null,null,null,null,null,null,null,null,null,null,null,null,null,null,null,"Mean Annual Mass Removal Efficiencies for 3.00-inches of Retention for Zone 5"]
[]
[]
[null,"NDCIA CN","Percent DCIA",null,null,null,null,null,null,null,null,null,null,null,null,null,null,null,null,null,null,null,null,"NDCIA CN","Percent DCIA",null,null,null,null,null,null,null,null,null,null,null,null,null,null,null,null,null,null,null,null,"NDCIA CN","Percent DCIA",null,null,null,null,null,null,null,null,null,null,null,null,null,null,null,null,null,null,null,null,"NDCIA CN","Percent DCIA",null,null,null,null,null,null,null,null,null,null,null,null,null,null,null,null,null,null,null,null,"NDCIA CN","Percent DCIA"]
[null,null,5,10,15,20,25,30,35,40,45,50,55,60,65,70,75,80,85,90,95,100,null,null,5,10,15,20,25,30,35,40,45,50,55,60,65,70,75,80,85,90,95,100,null,null,5,10,15,20,25,30,35,40,45,50,55,60,65,70,75,80,85,90,95,100,null,null,5,10,15,20,25,30,35,40,45,50,55,60,65,70,75,80,85,90,95,100,null,null,5,10,15,20,25,30,35,40,45,50,55,60,65,70,75,80,85,90,95,100]
[null,30,99.1,99.4,99.5,99.4,99.3,99.2,99,98.6,98.1,97.5,96.9,96.2,95.5,94.8,94.1,93.3,92.4,91.6,90.8,89.9,null,30,99.9,99.9,99.9,99.9,99.8,99.8,99.7,99.5,99.3,99.1,98.9,98.6,98.3,97.9,97.6,97.1,96.7,96.2,95.7,95.1,null,30,94.9,96.7,97.4,97.8,98,98,98,97.8,97.4,96.9,96.3,95.7,95.1,94.6,94,93.4,92.8,92.2,91.6,90.9,null,30,99.3,99.5,99.6,99.6,99.5,99.4,99.2,99,98.8,98.5,98.1,97.7,97.3,96.9,96.4,95.9,95.3,94.7,94.1,93.5,null,30,99.1,99.3,99.3,99.2,99.1,98.9,98.6,98.2,97.8,97.3,96.8,96.3,95.7,95.1,94.5,93.8,93.2,92.5,91.8,91]
[null,35,98.6,99,99.1,99.1,99.1,99,98.7,98.4,97.9,97.3,96.7,96.1,95.4,94.7,94,93.2,92.4,91.6,90.8,89.9,null,35,99.7,99.8,99.8,99.8,99.7,99.7,99.6,99.4,99.2,99,98.8,98.5,98.2,97.9,97.5,97.1,96.7,96.2,95.7,95.1,null,35,93.9,96,96.9,97.3,97.5,97.6,97.7,97.4,97.1,96.6,96,95.5,94.9,94.4,93.9,93.3,92.7,92.2,91.6,90.9,null,35,98.9,99.2,99.4,99.4,99.3,99.2,99.1,98.9,98.6,98.3,98,97.6,97.2,96.8,96.3,95.8,95.3,94.7,94.1,93.5,null,35,98.4,98.8,98.9,98.8,98.7,98.5,98.2,97.8,97.5,97,96.6,96.1,95.5,94.9,94.4,93.7,93.1,92.4,91.7,91]
[null,40,97.7,98.4,98.6,98.7,98.7,98.7,98.5,98.1,97.6,97.1,96.5,95.9,95.2,94.6,93.8,93.1,92.3,91.5,90.8,89.9,null,40,99.5,99.6,99.7,99.7,99.6,99.6,99.5,99.3,99.1,98.9,98.7,98.4,98.1,97.8,97.5,97.1,96.6,96.2,95.7,95.1,null,40,93.1,95.4,96.3,96.8,97.1,97.2,97.2,97.1,96.7,96.2,95.7,95.2,94.7,94.3,93.7,93.2,92.7,92.1,91.5,90.9,null,40,98.4,98.9,99.1,99.1,99.1,99,98.9,98.7,98.5,98.2,97.9,97.5,97.1,96.7,96.2,95.7,95.2,94.7,94.1,93.5,null,40,97.5,98.1,98.3,98.3,98.2,98,97.7,97.4,97.1,96.7,96.3,95.8,95.3,94.8,94.2,93.6,93,92.4,91.7,91]
[null,45,96.9,97.8,98.2,98.4,98.4,98.3,98.1,97.7,97.3,96.8,96.2,95.7,95,94.4,93.7,93,92.2,91.5,90.7,89.9,null,45,99.2,99.4,99.5,99.5,99.5,99.4,99.3,99.2,99,98.8,98.6,98.3,98.1,97.7,97.4,97,96.6,96.1,95.6,95.1,null,45,92.4,94.7,95.7,96.3,96.6,96.8,96.8,96.6,96.2,95.8,95.4,95,94.5,94.1,93.6,93.1,92.6,92.1,91.5,90.9,null,45,97.9,98.5,98.8,98.8,98.8,98.7,98.6,98.5,98.3,98,97.7,97.3,97,96.6,96.1,95.6,95.1,94.6,94.1,93.5,null,45,96.4,97.3,97.6,97.6,97.6,97.4,97.2,96.9,96.7,96.4,96,95.5,95.1,94.6,94,93.5,92.9,92.3,91.7,91]
[null,50,96.3,97.3,97.8,98,98,97.9,97.6,97.2,96.9,96.4,95.9,95.4,94.8,94.2,93.5,92.9,92.2,91.4,90.7,89.9,null,50,98.8,99.2,99.3,99.3,99.3,99.2,99.1,99,98.8,98.6,98.4,98.2,97.9,97.6,97.3,96.9,96.5,96.1,95.6,95.1,null,50,91.6,94,95.2,95.8,96.1,96.3,96.2,96,95.8,95.4,95.1,94.7,94.3,93.9,93.4,93,92.5,92,91.5,90.9,null,50,97.4,98.1,98.4,98.5,98.5,98.4,98.3,98.2,98,97.7,97.5,97.1,96.8,96.4,96,95.5,95.1,94.6,94,93.5,null,50,95.2,96.3,96.7,96.9,96.9,96.8,96.6,96.4,96.2,96,95.6,95.2,94.8,94.3,93.9,93.4,92.8,92.2,91.6,91]
[null,55,95.7,96.8,97.3,97.4,97.4,97.3,97,96.7,96.4,96,95.5,95,94.5,93.9,93.3,92.7,92,91.4,90.7,89.9,null,55,98.4,98.9,99,99.1,99,99,98.9,98.8,98.6,98.5,98.3,98,97.8,97.5,97.2,96.9,96.5,96.1,95.6,95.1,null,55,91,93.4,94.6,95.2,95.6,95.7,95.6,95.4,95.2,94.9,94.6,94.3,94,93.6,93.3,92.8,92.4,91.9,91.4,90.9,null,55,96.7,97.6,97.9,98.1,98.1,98.1,98,97.9,97.7,97.4,97.2,96.9,96.6,96.2,95.9,95.4,95,94.5,94,93.5,null,55,94,95.3,95.8,96,96.1,96.1,96,95.9,95.7,95.5,95.2,94.9,94.5,94.1,93.6,93.2,92.7,92.2,91.6,91]
[null,60,95.2,96.2,96.6,96.8,96.7,96.6,96.4,96.1,95.8,95.4,95,94.6,94.1,93.6,93.1,92.5,91.9,91.3,90.6,89.9,null,60,98,98.5,98.7,98.7,98.7,98.7,98.6,98.5,98.4,98.2,98.1,97.9,97.6,97.4,97.1,96.8,96.4,96,95.6,95.1,null,60,90.4,92.7,93.9,94.6,94.8,94.9,94.9,94.8,94.6,94.4,94.2,93.9,93.7,93.4,93,92.7,92.3,91.9,91.4,90.9,null,60,96.2,97.1,97.5,97.6,97.7,97.7,97.6,97.5,97.3,97.1,96.9,96.6,96.4,96,95.7,95.3,94.9,94.5,94,93.5,null,60,92.8,94.1,94.8,95.1,95.3,95.4,95.4,95.3,95.2,95,94.8,94.5,94.1,93.8,93.4,93,92.5,92.1,91.6,91]
[null,65,94.5,95.3,95.8,95.9,95.9,95.8,95.7,95.4,95.2,94.9,94.5,94.1,93.7,93.3,92.8,92.3,91.7,91.1,90.6,89.9,null,65,97.5,98,98.3,98.4,98.4,98.4,98.3,98.2,98.1,98,97.8,97.6,97.4,97.2,96.9,96.6,96.3,95.9,95.6,95.1,null,65,89.8,92,93,93.6,93.9,94.1,94.2,94.1,94,93.9,93.7,93.5,93.3,93.1,92.8,92.5,92.1,91.8,91.4,90.9,null,65,95.5,96.4,96.9,97.1,97.2,97.2,97.1,97,96.9,96.7,96.6,96.3,96.1,95.8,95.5,95.1,94.8,94.4,93.9,93.5,null,65,91.7,93,93.8,94.2,94.5,94.6,94.7,94.7,94.6,94.5,94.3,94,93.8,93.5,93.1,92.8,92.4,91.9,91.5,91]
[null,70,93.5,94.3,94.7,94.9,95,94.9,94.8,94.7,94.5,94.2,93.9,93.6,93.3,92.9,92.4,92,91.5,91,90.5,89.9,null,70,97,97.5,97.8,97.9,98,98,97.9,97.9,97.8,97.7,97.6,97.4,97.2,97,96.8,96.5,96.2,95.9,95.5,95.1,null,70,89,90.9,91.9,92.6,93,93.2,93.3,93.4,93.4,93.3,93.2,93.1,92.9,92.8,92.5,92.2,92,91.6,91.3,90.9,null,70,94.9,95.7,96.2,96.4,96.6,96.6,96.6,96.5,96.5,96.3,96.2,96,95.8,95.5,95.2,94.9,94.6,94.3,93.9,93.5,null,70,90.7,92,92.8,93.3,93.7,93.9,94,94.1,94,93.9,93.8,93.6,93.3,93.1,92.8,92.5,92.2,91.8,91.4,91]
[null,75,92.4,93.2,93.6,93.8,93.9,93.9,93.9,93.8,93.7,93.5,93.3,93,92.7,92.4,92.1,91.7,91.3,90.9,90.4,89.9,null,75,96.4,97,97.2,97.4,97.5,97.5,97.5,97.5,97.4,97.3,97.2,97.1,96.9,96.8,96.5,96.3,96.1,95.8,95.5,95.1,null,75,88,89.7,90.8,91.6,92,92.3,92.5,92.6,92.7,92.7,92.7,92.6,92.5,92.4,92.2,92,91.8,91.5,91.2,90.9,null,75,94.2,95,95.4,95.7,95.9,96,96,96,95.9,95.9,95.7,95.6,95.4,95.2,95,94.7,94.5,94.2,93.8,93.5,null,75,89.9,91.1,91.9,92.5,92.9,93.2,93.3,93.3,93.3,93.3,93.2,93,92.9,92.7,92.5,92.3,92,91.7,91.4,91]
[null,80,91.3,92,92.4,92.6,92.8,92.9,92.9,92.9,92.8,92.7,92.6,92.4,92.1,91.9,91.6,91.3,91,90.7,90.3,89.9,null,80,95.9,96.3,96.6,96.8,97,97,97,97,97,96.9,96.9,96.8,96.6,96.5,96.3,96.1,95.9,95.7,95.4,95.1,null,80,87.3,88.8,89.8,90.5,91,91.4,91.7,91.8,92,92,92.1,92.1,92.1,92,91.8,91.7,91.6,91.4,91.2,90.9,null,80,93.5,94.2,94.7,95,95.2,95.3,95.4,95.4,95.4,95.3,95.3,95.1,95,94.9,94.7,94.5,94.3,94,93.8,93.5,null,80,89.4,90.5,91.2,91.7,92.1,92.3,92.5,92.6,92.6,92.6,92.5,92.5,92.4,92.3,92.1,92,91.8,91.5,91.3,91]
[null,85,90.4,90.9,91.3,91.5,91.7,91.8,91.9,91.9,91.9,91.8,91.7,91.6,91.5,91.3,91.1,90.9,90.7,90.5,90.2,89.9,null,85,95.4,95.8,96.1,96.2,96.4,96.5,96.5,96.5,96.5,96.5,96.4,96.3,96.3,96.1,96,95.9,95.7,95.5,95.3,95.1,null,85,87,88.1,89,89.7,90.1,90.5,90.8,91.1,91.3,91.4,91.5,91.5,91.5,91.5,91.5,91.4,91.3,91.2,91.1,90.9,null,85,93.1,93.6,94,94.3,94.5,94.6,94.7,94.7,94.8,94.7,94.7,94.6,94.6,94.5,94.4,94.2,94.1,93.9,93.7,93.5,null,85,89.3,90,90.5,90.9,91.3,91.5,91.6,91.8,91.8,91.9,91.9,91.9,91.9,91.8,91.7,91.6,91.5,91.4,91.2,91]
[null,90,89.7,90,90.3,90.5,90.6,90.8,90.8,90.9,90.9,90.9,90.9,90.8,90.8,90.7,90.6,90.5,90.4,90.2,90.1,89.9,null,90,95.1,95.4,95.5,95.7,95.8,95.9,95.9,95.9,95.9,95.9,95.9,95.9,95.8,95.8,95.7,95.6,95.5,95.4,95.3,95.1,null,90,87.2,88,88.6,89.1,89.5,89.9,90.2,90.4,90.6,90.7,90.8,90.9,91,91,91.1,91.1,91.1,91,91,90.9,null,90,92.8,93.1,93.4,93.6,93.8,93.9,94,94.1,94.1,94.1,94.1,94.1,94.1,94,94,93.9,93.8,93.7,93.6,93.5,null,90,89.1,89.6,89.9,90.2,90.5,90.7,90.9,91,91.1,91.2,91.3,91.3,91.3,91.4,91.3,91.3,91.3,91.2,91.1,91]
[null,95,89.3,89.4,89.6,89.7,89.8,89.8,89.9,90,90,90,90.1,90.1,90.1,90.1,90.1,90.1,90,90,90,89.9,null,95,95,95,95.1,95.2,95.2,95.3,95.3,95.3,95.3,95.4,95.4,95.4,95.3,95.3,95.3,95.3,95.3,95.2,95.2,95.1,null,95,88.3,88.7,88.9,89.2,89.4,89.6,89.8,90,90.1,90.2,90.4,90.5,90.6,90.7,90.7,90.8,90.8,90.9,90.9,90.9,null,95,92.8,93,93.1,93.2,93.3,93.3,93.4,93.5,93.5,93.5,93.6,93.6,93.6,93.6,93.6,93.6,93.6,93.6,93.5,93.5,null,95,89.5,89.7,89.9,90,90.2,90.3,90.4,90.5,90.6,90.7,90.8,90.8,90.9,90.9,91,91,91,91,91,91]
[null,98,89.6,89.6,89.6,89.7,89.7,89.7,89.8,89.8,89.8,89.8,89.9,89.9,89.9,89.9,89.9,89.9,89.9,89.9,89.9,89.9,null,98,95,95.1,95.1,95.1,95.1,95.1,95.1,95.1,95.1,95.1,95.2,95.2,95.2,95.2,95.2,95.2,95.1,95.1,95.1,95.1,null,98,89.7,89.8,89.9,90,90.1,90.2,90.3,90.3,90.4,90.5,90.5,90.6,90.6,90.7,90.7,90.8,90.8,90.9,90.9,90.9,null,98,93.2,93.2,93.3,93.3,93.3,93.3,93.4,93.4,93.4,93.4,93.4,93.4,93.5,93.5,93.5,93.5,93.5,93.5,93.5,93.5,null,98,90.3,90.4,90.5,90.5,90.6,90.6,90.6,90.7,90.7,90.8,90.8,90.8,90.9,90.9,90.9,90.9,91,91,91,91]
[]
[null,"Mean Annual Mass Removal Efficiencies for 3.25-inches of Retention for Zone 1",null,null,null,null,null,null,null,null,null,null,null,null,null,null,null,null,null,null,null,null,null,"Mean Annual Mass Removal Efficiencies for 3.25-inches of Retention for Zone 2",null,null,null,null,null,null,null,null,null,null,null,null,null,null,null,null,null,null,null,null,null,"Mean Annual Mass Removal Efficiencies for 3.25-inches of Retention for Zone 3",null,null,null,null,null,null,null,null,null,null,null,null,null,null,null,null,null,null,null,null,null,"Mean Annual Mass Removal Efficiencies for 3.25-inches of Retention for Zone 4",null,null,null,null,null,null,null,null,null,null,null,null,null,null,null,null,null,null,null,null,null,"Mean Annual Mass Removal Efficiencies for 3.25-inches of Retention for Zone 5"]
[]
[]
[null,"NDCIA CN","Percent DCIA",null,null,null,null,null,null,null,null,null,null,null,null,null,null,null,null,null,null,null,null,"NDCIA CN","Percent DCIA",null,null,null,null,null,null,null,null,null,null,null,null,null,null,null,null,null,null,null,null,"NDCIA CN","Percent DCIA",null,null,null,null,null,null,null,null,null,null,null,null,null,null,null,null,null,null,null,null,"NDCIA CN","Percent DCIA",null,null,null,null,null,null,null,null,null,null,null,null,null,null,null,null,null,null,null,null,"NDCIA CN","Percent DCIA"]
[null,null,5,10,15,20,25,30,35,40,45,50,55,60,65,70,75,80,85,90,95,100,null,null,5,10,15,20,25,30,35,40,45,50,55,60,65,70,75,80,85,90,95,100,null,null,5,10,15,20,25,30,35,40,45,50,55,60,65,70,75,80,85,90,95,100,null,null,5,10,15,20,25,30,35,40,45,50,55,60,65,70,75,80,85,90,95,100,null,null,5,10,15,20,25,30,35,40,45,50,55,60,65,70,75,80,85,90,95,100]
[null,30,99.3,99.5,99.6,99.5,99.5,99.4,99.2,98.9,98.5,98.1,97.5,96.9,96.3,95.7,95,94.3,93.6,92.8,92.1,91.3,null,30,99.9,99.9,99.9,99.9,99.9,99.8,99.8,99.6,99.5,99.3,99.1,98.9,98.6,98.3,98,97.7,97.3,96.9,96.4,96,null,30,95.2,96.9,97.5,97.9,98.1,98.2,98.2,98.1,97.8,97.5,96.9,96.4,95.8,95.3,94.7,94.2,93.7,93.1,92.6,92,null,30,99.4,99.6,99.6,99.6,99.6,99.5,99.4,99.2,99,98.8,98.5,98.2,97.8,97.4,97,96.5,96.1,95.6,95,94.5,null,30,99.3,99.4,99.5,99.4,99.3,99.1,98.9,98.6,98.2,97.8,97.4,96.9,96.4,95.8,95.3,94.7,94.1,93.5,92.9,92.2]
[null,35,98.8,99.2,99.3,99.2,99.2,99.1,99,98.7,98.3,97.9,97.3,96.8,96.2,95.6,94.9,94.2,93.5,92.8,92,91.3,null,35,99.8,99.8,99.9,99.8,99.8,99.8,99.7,99.6,99.4,99.2,99,98.8,98.5,98.3,98,97.6,97.3,96.9,96.4,96,null,35,94.1,96.2,97,97.5,97.7,97.8,97.9,97.8,97.5,97.2,96.7,96.2,95.6,95.1,94.6,94.1,93.6,93.1,92.5,92,null,35,99.1,99.4,99.5,99.5,99.4,99.4,99.2,99.1,98.9,98.7,98.4,98.1,97.7,97.3,96.9,96.5,96,95.5,95,94.5,null,35,98.7,99,99.1,99,99,98.8,98.5,98.2,97.9,97.5,97.1,96.7,96.2,95.7,95.2,94.6,94.1,93.5,92.9,92.2]
[null,40,98.2,98.7,98.8,98.9,98.9,98.9,98.7,98.5,98.1,97.7,97.2,96.6,96,95.4,94.8,94.1,93.5,92.7,92,91.3,null,40,99.6,99.7,99.7,99.7,99.7,99.7,99.6,99.5,99.3,99.1,99,98.7,98.5,98.2,97.9,97.6,97.2,96.8,96.4,96,null,40,93.4,95.6,96.6,97,97.3,97.5,97.5,97.4,97.2,96.8,96.4,95.9,95.4,95,94.5,94,93.5,93,92.5,92,null,40,98.7,99.1,99.2,99.3,99.2,99.2,99.1,98.9,98.7,98.5,98.2,97.9,97.6,97.2,96.8,96.4,96,95.5,95,94.5,null,40,98,98.4,98.6,98.6,98.5,98.4,98.1,97.8,97.5,97.2,96.9,96.5,96,95.5,95,94.5,94,93.4,92.8,92.2]
[null,45,97.4,98.1,98.5,98.6,98.6,98.6,98.4,98.2,97.8,97.4,96.9,96.4,95.8,95.3,94.7,94,93.4,92.7,92,91.3,null,45,99.4,99.5,99.6,99.6,99.6,99.5,99.4,99.3,99.2,99,98.8,98.6,98.4,98.2,97.9,97.5,97.2,96.8,96.4,96,null,45,92.8,95,96,96.6,96.9,97.1,97.1,97.1,96.8,96.5,96.1,95.7,95.2,94.8,94.4,93.9,93.5,93,92.5,92,null,45,98.2,98.8,98.9,99,99,98.9,98.8,98.7,98.5,98.3,98.1,97.8,97.5,97.1,96.8,96.3,95.9,95.5,95,94.5,null,45,97,97.7,98,98,98,97.8,97.7,97.4,97.1,96.9,96.6,96.2,95.8,95.3,94.9,94.4,93.9,93.4,92.8,92.2]
[null,50,96.7,97.7,98.1,98.2,98.3,98.2,98.1,97.8,97.4,97,96.6,96.1,95.6,95.1,94.5,93.9,93.3,92.6,92,91.3,null,50,99.1,99.3,99.4,99.4,99.4,99.4,99.3,99.2,99.1,98.9,98.7,98.5,98.3,98.1,97.8,97.5,97.2,96.8,96.4,96,null,50,92.1,94.4,95.5,96.1,96.5,96.7,96.7,96.6,96.3,96.1,95.7,95.4,95,94.6,94.2,93.8,93.4,92.9,92.5,92,null,50,97.7,98.4,98.6,98.7,98.7,98.7,98.6,98.5,98.3,98.1,97.9,97.6,97.3,97,96.6,96.3,95.9,95.4,95,94.5,null,50,96,96.9,97.3,97.4,97.4,97.3,97.1,96.9,96.7,96.5,96.3,95.9,95.5,95.1,94.7,94.3,93.8,93.3,92.8,92.2]
[null,55,96.2,97.2,97.6,97.8,97.9,97.8,97.6,97.3,97,96.6,96.2,95.8,95.3,94.8,94.3,93.8,93.2,92.6,91.9,91.3,null,55,98.7,99.1,99.2,99.2,99.2,99.2,99.1,99,98.9,98.7,98.6,98.4,98.2,98,97.7,97.4,97.1,96.8,96.4,96,null,55,91.5,93.8,95,95.6,96,96.2,96.2,96,95.9,95.6,95.3,95,94.7,94.4,94,93.7,93.3,92.9,92.4,92,null,55,97.2,98,98.2,98.4,98.4,98.4,98.3,98.2,98.1,97.9,97.6,97.4,97.1,96.8,96.5,96.2,95.8,95.4,94.9,94.5,null,55,94.9,96,96.4,96.6,96.7,96.7,96.6,96.4,96.3,96.1,95.9,95.6,95.3,94.9,94.5,94.1,93.7,93.2,92.7,92.2]
[null,60,95.8,96.7,97.1,97.3,97.3,97.2,97,96.8,96.5,96.2,95.8,95.4,95,94.6,94.1,93.6,93,92.5,91.9,91.3,null,60,98.4,98.8,98.9,99,99,98.9,98.9,98.8,98.7,98.5,98.4,98.2,98,97.8,97.6,97.3,97,96.7,96.4,96,null,60,91.1,93.3,94.4,95.1,95.5,95.6,95.5,95.5,95.3,95.1,94.9,94.7,94.4,94.1,93.8,93.5,93.2,92.8,92.4,92,null,60,96.7,97.5,97.8,98,98,98,98,97.9,97.7,97.6,97.4,97.2,96.9,96.7,96.4,96,95.7,95.3,94.9,94.5,null,60,93.9,95,95.5,95.8,96,96,96,95.9,95.8,95.7,95.5,95.2,94.9,94.6,94.3,93.9,93.5,93.1,92.7,92.2]
[null,65,95.3,96.1,96.5,96.6,96.6,96.5,96.3,96.2,95.9,95.6,95.3,95,94.6,94.2,93.8,93.4,92.9,92.4,91.8,91.3,null,65,98,98.4,98.6,98.6,98.7,98.6,98.6,98.5,98.4,98.3,98.2,98,97.9,97.7,97.5,97.2,96.9,96.7,96.3,96,null,65,90.7,92.7,93.8,94.4,94.7,94.8,94.9,94.9,94.8,94.6,94.5,94.3,94,93.8,93.6,93.3,93,92.7,92.4,92,null,65,96.2,96.9,97.3,97.5,97.6,97.6,97.6,97.5,97.4,97.2,97.1,96.9,96.7,96.4,96.2,95.9,95.6,95.2,94.9,94.5,null,65,92.8,94,94.6,95,95.2,95.3,95.4,95.4,95.3,95.2,95,94.8,94.6,94.3,94,93.7,93.4,93,92.6,92.2]
[null,70,94.5,95.3,95.6,95.7,95.7,95.7,95.6,95.5,95.3,95.1,94.8,94.5,94.2,93.9,93.5,93.1,92.7,92.2,91.8,91.3,null,70,97.5,97.9,98.2,98.3,98.3,98.3,98.3,98.2,98.2,98.1,98,97.8,97.7,97.5,97.3,97.1,96.8,96.6,96.3,96,null,70,90.3,92,92.9,93.4,93.8,94,94.2,94.2,94.1,94.1,94,93.8,93.7,93.5,93.4,93.1,92.9,92.6,92.3,92,null,70,95.6,96.4,96.8,97,97.1,97.1,97.1,97.1,97,96.9,96.7,96.6,96.4,96.2,96,95.7,95.4,95.1,94.8,94.5,null,70,91.9,93,93.7,94.1,94.4,94.6,94.8,94.8,94.8,94.7,94.6,94.4,94.2,94,93.8,93.5,93.2,92.9,92.6,92.2]
[null,75,93.6,94.2,94.5,94.7,94.8,94.8,94.8,94.7,94.6,94.4,94.2,94,93.8,93.5,93.2,92.8,92.5,92.1,91.7,91.3,null,75,97,97.4,97.7,97.8,97.9,97.9,97.9,97.9,97.8,97.8,97.7,97.6,97.4,97.3,97.1,96.9,96.7,96.5,96.3,96,null,75,89.4,90.9,91.8,92.5,93,93.2,93.4,93.5,93.5,93.5,93.4,93.4,93.3,93.2,93.1,92.9,92.7,92.5,92.2,92,null,75,95,95.7,96.1,96.4,96.5,96.6,96.6,96.6,96.5,96.5,96.4,96.2,96.1,95.9,95.7,95.5,95.3,95,94.8,94.5,null,75,91.1,92.2,92.9,93.4,93.7,94,94.1,94.2,94.2,94.1,94.1,94,93.8,93.6,93.5,93.3,93,92.8,92.5,92.2]
[null,80,92.6,93.1,93.5,93.7,93.8,93.9,93.9,93.9,93.8,93.7,93.6,93.4,93.2,93,92.8,92.5,92.2,91.9,91.6,91.3,null,80,96.5,96.9,97.2,97.3,97.4,97.5,97.5,97.5,97.5,97.4,97.4,97.3,97.2,97.1,96.9,96.8,96.6,96.4,96.2,96,null,80,88.7,90.1,91,91.6,92,92.3,92.6,92.7,92.8,92.9,92.9,92.9,92.9,92.9,92.8,92.6,92.5,92.3,92.2,92,null,80,94.5,95.1,95.5,95.7,95.9,96,96,96.1,96,96,95.9,95.9,95.8,95.6,95.5,95.3,95.1,94.9,94.7,94.5,null,80,90.6,91.5,92.2,92.7,93,93.3,93.4,93.5,93.5,93.6,93.5,93.4,93.4,93.3,93.2,93,92.8,92.6,92.4,92.2]
[null,85,91.7,92.1,92.4,92.6,92.8,92.9,93,93,93,92.9,92.9,92.8,92.6,92.5,92.3,92.2,92,91.8,91.5,91.3,null,85,96.1,96.4,96.7,96.8,96.9,97,97,97.1,97.1,97,97,96.9,96.9,96.8,96.7,96.6,96.4,96.3,96.1,96,null,85,88.4,89.4,90.2,90.7,91.2,91.5,91.8,92,92.1,92.3,92.4,92.4,92.5,92.5,92.4,92.4,92.3,92.2,92.1,92,null,85,94,94.5,94.8,95.1,95.2,95.4,95.4,95.5,95.5,95.5,95.5,95.4,95.4,95.3,95.2,95.1,94.9,94.8,94.7,94.5,null,85,90.5,91.2,91.7,92,92.3,92.5,92.7,92.8,92.9,92.9,92.9,92.9,92.9,92.9,92.8,92.7,92.6,92.5,92.4,92.2]
[null,90,91,91.3,91.6,91.7,91.9,92,92,92.1,92.1,92.1,92.1,92.1,92,91.9,91.9,91.8,91.7,91.6,91.4,91.3,null,90,95.9,96.1,96.2,96.3,96.4,96.5,96.5,96.6,96.6,96.6,96.6,96.6,96.5,96.5,96.4,96.3,96.3,96.2,96.1,96,null,90,88.5,89.2,89.7,90.2,90.6,90.9,91.2,91.4,91.6,91.7,91.9,91.9,92,92,92,92.1,92.1,92.1,92,92,null,90,93.8,94.1,94.3,94.5,94.6,94.8,94.8,94.9,94.9,95,95,95,94.9,94.9,94.9,94.8,94.7,94.7,94.6,94.5,null,90,90.5,90.9,91.2,91.5,91.7,91.9,92,92.1,92.2,92.3,92.4,92.4,92.4,92.5,92.4,92.4,92.4,92.3,92.3,92.2]
[null,95,90.7,90.8,91,91,91.1,91.2,91.2,91.3,91.3,91.4,91.4,91.4,91.4,91.4,91.4,91.4,91.4,91.4,91.3,91.3,null,95,95.8,95.8,95.9,96,96,96,96.1,96.1,96.1,96.1,96.1,96.1,96.1,96.1,96.1,96.1,96.1,96,96,96,null,95,89.6,89.9,90.1,90.4,90.6,90.8,90.9,91.1,91.2,91.3,91.4,91.5,91.6,91.7,91.8,91.8,91.9,91.9,92,92,null,95,93.8,94,94.1,94.2,94.2,94.3,94.4,94.4,94.4,94.5,94.5,94.5,94.5,94.5,94.5,94.5,94.5,94.5,94.5,94.5,null,95,90.7,90.9,91.1,91.2,91.4,91.5,91.6,91.7,91.8,91.9,92,92,92.1,92.1,92.1,92.2,92.2,92.2,92.2,92.2]
[null,98,90.9,91,91,91,91.1,91.1,91.1,91.1,91.2,91.2,91.2,91.2,91.2,91.2,91.3,91.3,91.3,91.3,91.3,91.3,null,98,95.9,95.9,95.9,95.9,95.9,95.9,95.9,96,96,96,96,96,96,96,96,96,96,96,96,96,null,98,90.8,90.9,91,91.1,91.2,91.2,91.3,91.4,91.4,91.5,91.6,91.6,91.7,91.7,91.8,91.8,91.9,91.9,92,92,null,98,94.2,94.2,94.2,94.3,94.3,94.3,94.3,94.4,94.4,94.4,94.4,94.4,94.4,94.5,94.5,94.5,94.5,94.5,94.5,94.5,null,98,91.6,91.6,91.7,91.7,91.8,91.8,91.8,91.9,91.9,92,92,92,92.1,92.1,92.1,92.1,92.2,92.2,92.2,92.2]
[]
[null,"Mean Annual Mass Removal Efficiencies for 3.50-inches of Retention for Zone 1",null,null,null,null,null,null,null,null,null,null,null,null,null,null,null,null,null,null,null,null,null,"Mean Annual Mass Removal Efficiencies for 3.50-inches of Retention for Zone 2",null,null,null,null,null,null,null,null,null,null,null,null,null,null,null,null,null,null,null,null,null,"Mean Annual Mass Removal Efficiencies for 3.50-inches of Retention for Zone 3",null,null,null,null,null,null,null,null,null,null,null,null,null,null,null,null,null,null,null,null,null,"Mean Annual Mass Removal Efficiencies for 3.50-inches of Retention for Zone 4",null,null,null,null,null,null,null,null,null,null,null,null,null,null,null,null,null,null,null,null,null,"Mean Annual Mass Removal Efficiencies for 3.50-inches of Retention for Zone 5"]
[]
[]
[null,"NDCIA CN","Percent DCIA",null,null,null,null,null,null,null,null,null,null,null,null,null,null,null,null,null,null,null,null,"NDCIA CN","Percent DCIA",null,null,null,null,null,null,null,null,null,null,null,null,null,null,null,null,null,null,null,null,"NDCIA CN","Percent DCIA",null,null,null,null,null,null,null,null,null,null,null,null,null,null,null,null,null,null,null,null,"NDCIA CN","Percent DCIA",null,null,null,null,null,null,null,null,null,null,null,null,null,null,null,null,null,null,null,null,"NDCIA CN","Percent DCIA"]
[null,null,5,10,15,20,25,30,35,40,45,50,55,60,65,70,75,80,85,90,95,100,null,null,5,10,15,20,25,30,35,40,45,50,55,60,65,70,75,80,85,90,95,100,null,null,5,10,15,20,25,30,35,40,45,50,55,60,65,70,75,80,85,90,95,100,null,null,5,10,15,20,25,30,35,40,45,50,55,60,65,70,75,80,85,90,95,100,null,null,5,10,15,20,25,30,35,40,45,50,55,60,65,70,75,80,85,90,95,100]
[null,30,99.4,99.6,99.6,99.6,99.6,99.5,99.4,99.2,98.8,98.4,98,97.5,97,96.4,95.8,95.2,94.5,93.8,93.1,92.4,null,30,99.9,99.9,99.9,99.9,99.9,99.9,99.8,99.7,99.6,99.5,99.3,99.1,98.9,98.6,98.4,98.1,97.8,97.4,97,96.7,null,30,95.5,97,97.6,98,98.2,98.3,98.3,98.3,98.1,97.9,97.5,96.9,96.4,95.9,95.4,94.9,94.4,93.9,93.4,92.9,null,30,99.5,99.7,99.7,99.7,99.7,99.6,99.5,99.4,99.2,99,98.8,98.5,98.2,97.8,97.5,97.1,96.7,96.2,95.8,95.3,null,30,99.5,99.6,99.6,99.5,99.4,99.3,99.1,98.9,98.5,98.2,97.8,97.4,96.9,96.5,96,95.4,94.9,94.4,93.8,93.2]
[null,35,99,99.3,99.4,99.4,99.4,99.3,99.2,99,98.7,98.3,97.9,97.4,96.8,96.3,95.7,95.1,94.5,93.8,93.1,92.4,null,35,99.8,99.9,99.9,99.9,99.8,99.8,99.8,99.7,99.5,99.4,99.2,99,98.8,98.6,98.3,98,97.7,97.4,97,96.7,null,35,94.4,96.3,97.2,97.6,97.9,98,98,98,97.9,97.6,97.2,96.7,96.3,95.8,95.3,94.8,94.4,93.9,93.4,92.9,null,35,99.2,99.5,99.5,99.6,99.5,99.5,99.4,99.2,99.1,98.9,98.7,98.4,98.1,97.8,97.4,97,96.6,96.2,95.8,95.3,null,35,98.9,99.2,99.2,99.2,99.1,99,98.8,98.6,98.3,97.9,97.6,97.2,96.8,96.3,95.8,95.4,94.9,94.3,93.8,93.2]
[null,40,98.5,98.9,99.1,99.1,99.1,99.1,98.9,98.8,98.5,98.1,97.7,97.2,96.7,96.2,95.6,95,94.4,93.8,93.1,92.4,null,40,99.7,99.8,99.8,99.8,99.8,99.7,99.7,99.6,99.5,99.3,99.2,99,98.8,98.5,98.3,98,97.7,97.4,97,96.7,null,40,93.6,95.8,96.8,97.2,97.5,97.6,97.7,97.7,97.6,97.3,96.9,96.5,96.1,95.6,95.2,94.7,94.3,93.8,93.4,92.9,null,40,98.9,99.2,99.4,99.4,99.4,99.3,99.2,99.1,98.9,98.8,98.5,98.3,98,97.7,97.3,97,96.6,96.2,95.7,95.3,null,40,98.3,98.7,98.8,98.8,98.8,98.7,98.5,98.2,97.9,97.6,97.3,97,96.6,96.2,95.7,95.3,94.8,94.3,93.8,93.2]
[null,45,97.8,98.4,98.7,98.8,98.8,98.8,98.7,98.5,98.2,97.9,97.4,97,96.5,96,95.5,94.9,94.3,93.7,93.1,92.4,null,45,99.5,99.7,99.7,99.7,99.7,99.6,99.6,99.5,99.4,99.2,99.1,98.9,98.7,98.5,98.2,98,97.7,97.4,97,96.7,null,45,93.2,95.3,96.3,96.8,97.1,97.3,97.4,97.4,97.3,97,96.6,96.3,95.9,95.4,95,94.6,94.2,93.8,93.3,92.9,null,45,98.5,98.9,99.1,99.2,99.2,99.1,99,98.9,98.8,98.6,98.4,98.2,97.9,97.6,97.3,96.9,96.5,96.2,95.7,95.3,null,45,97.5,98.1,98.3,98.4,98.3,98.2,98,97.8,97.6,97.3,97.1,96.8,96.4,96,95.6,95.1,94.7,94.2,93.7,93.2]
[null,50,97.2,98,98.3,98.5,98.5,98.5,98.4,98.2,97.9,97.5,97.2,96.8,96.3,95.8,95.3,94.8,94.2,93.7,93.1,92.4,null,50,99.3,99.5,99.5,99.5,99.5,99.5,99.4,99.3,99.2,99.1,98.9,98.8,98.6,98.4,98.2,97.9,97.6,97.3,97,96.7,null,50,92.6,94.7,95.8,96.4,96.7,97,97.1,97,96.9,96.6,96.3,96,95.6,95.2,94.9,94.5,94.1,93.7,93.3,92.9,null,50,98,98.6,98.8,98.9,98.9,98.9,98.8,98.7,98.6,98.4,98.2,98,97.7,97.5,97.2,96.8,96.5,96.1,95.7,95.3,null,50,96.6,97.4,97.7,97.8,97.8,97.7,97.6,97.4,97.2,97,96.7,96.5,96.1,95.8,95.4,95,94.6,94.2,93.7,93.2]
[null,55,96.7,97.5,97.9,98.1,98.2,98.1,98,97.8,97.5,97.2,96.8,96.5,96,95.6,95.1,94.7,94.1,93.6,93,92.4,null,55,98.9,99.2,99.3,99.4,99.4,99.3,99.3,99.2,99.1,99,98.8,98.7,98.5,98.3,98.1,97.9,97.6,97.3,97,96.7,null,55,92.1,94.2,95.3,96,96.4,96.6,96.7,96.6,96.4,96.2,95.9,95.6,95.3,95,94.7,94.4,94,93.7,93.3,92.9,null,55,97.6,98.3,98.5,98.6,98.6,98.6,98.6,98.5,98.4,98.2,98,97.8,97.6,97.3,97,96.7,96.4,96.1,95.7,95.3,null,55,95.7,96.6,97,97.2,97.2,97.2,97.1,96.9,96.8,96.6,96.4,96.2,95.9,95.6,95.2,94.9,94.5,94.1,93.7,93.2]
[null,60,96.3,97.1,97.5,97.7,97.7,97.7,97.5,97.3,97.1,96.8,96.5,96.1,95.7,95.3,94.9,94.5,94,93.5,93,92.4,null,60,98.6,99,99.1,99.2,99.2,99.1,99.1,99,98.9,98.8,98.7,98.5,98.4,98.2,98,97.8,97.5,97.3,97,96.7,null,60,91.7,93.8,94.9,95.5,95.9,96.1,96.1,96,95.9,95.8,95.5,95.3,95,94.8,94.5,94.2,93.9,93.6,93.2,92.9,null,60,97.2,97.8,98.1,98.3,98.3,98.3,98.3,98.2,98.1,98,97.8,97.6,97.4,97.2,96.9,96.6,96.3,96,95.7,95.3,null,60,94.8,95.8,96.2,96.4,96.5,96.5,96.5,96.4,96.3,96.2,96.1,95.9,95.6,95.3,95,94.7,94.4,94,93.6,93.2]
[null,65,95.9,96.6,97,97.2,97.2,97.1,96.9,96.8,96.6,96.3,96,95.7,95.4,95.1,94.7,94.3,93.9,93.4,92.9,92.4,null,65,98.3,98.7,98.8,98.9,98.9,98.9,98.8,98.8,98.7,98.6,98.5,98.4,98.2,98.1,97.9,97.7,97.5,97.2,96.9,96.7,null,65,91.4,93.3,94.4,95,95.4,95.5,95.5,95.5,95.4,95.3,95.1,94.9,94.7,94.5,94.3,94,93.8,93.5,93.2,92.9,null,65,96.7,97.4,97.7,97.9,97.9,98,97.9,97.9,97.8,97.7,97.5,97.4,97.2,97,96.7,96.5,96.2,95.9,95.6,95.3,null,65,93.8,94.8,95.4,95.7,95.8,95.9,95.9,95.9,95.9,95.8,95.7,95.5,95.3,95.1,94.8,94.5,94.2,93.9,93.6,93.2]
[null,70,95.4,96,96.3,96.4,96.4,96.4,96.3,96.1,96,95.8,95.5,95.3,95,94.7,94.4,94.1,93.7,93.3,92.9,92.4,null,70,97.9,98.3,98.5,98.5,98.6,98.6,98.6,98.5,98.4,98.4,98.3,98.2,98,97.9,97.7,97.6,97.4,97.2,96.9,96.7,null,70,91.2,92.9,93.8,94.3,94.5,94.7,94.8,94.9,94.8,94.8,94.7,94.5,94.4,94.2,94,93.9,93.7,93.4,93.1,92.9,null,70,96.2,96.9,97.2,97.4,97.5,97.6,97.5,97.5,97.4,97.3,97.2,97.1,96.9,96.8,96.6,96.3,96.1,95.9,95.6,95.3,null,70,93,94,94.5,94.9,95.1,95.3,95.4,95.4,95.4,95.4,95.3,95.1,95,94.8,94.5,94.3,94.1,93.8,93.5,93.2]
[null,75,94.6,95.1,95.4,95.5,95.6,95.6,95.5,95.4,95.3,95.2,95,94.8,94.6,94.4,94.1,93.8,93.5,93.2,92.8,92.4,null,75,97.5,97.8,98.1,98.2,98.2,98.3,98.2,98.2,98.2,98.1,98,97.9,97.8,97.7,97.6,97.4,97.3,97.1,96.9,96.7,null,75,90.7,92,92.8,93.3,93.7,94,94.1,94.2,94.2,94.2,94.2,94.1,94,93.9,93.8,93.7,93.5,93.3,93.1,92.9,null,75,95.7,96.3,96.7,96.9,97,97.1,97.1,97.1,97,97,96.9,96.8,96.7,96.5,96.4,96.2,96,95.8,95.5,95.3,null,75,92.2,93.1,93.7,94.1,94.4,94.7,94.8,94.9,94.9,94.9,94.8,94.7,94.6,94.4,94.3,94.1,93.9,93.7,93.5,93.2]
[null,80,93.7,94.1,94.4,94.6,94.7,94.7,94.7,94.7,94.6,94.5,94.4,94.3,94.1,93.9,93.7,93.5,93.3,93,92.7,92.4,null,80,97.1,97.4,97.6,97.7,97.8,97.9,97.9,97.9,97.9,97.8,97.8,97.7,97.6,97.5,97.4,97.3,97.2,97,96.8,96.7,null,80,89.9,91.1,91.9,92.5,92.9,93.2,93.4,93.5,93.6,93.6,93.7,93.6,93.6,93.6,93.5,93.4,93.3,93.2,93,92.9,null,80,95.3,95.8,96.1,96.3,96.5,96.5,96.6,96.6,96.6,96.6,96.5,96.4,96.4,96.3,96.1,96,95.8,95.7,95.5,95.3,null,80,91.7,92.5,93.1,93.5,93.8,94.1,94.2,94.3,94.3,94.3,94.3,94.3,94.2,94.1,94,93.9,93.7,93.6,93.4,93.2]
[null,85,92.9,93.2,93.5,93.6,93.8,93.8,93.9,93.9,93.9,93.8,93.8,93.7,93.6,93.5,93.4,93.2,93,92.8,92.6,92.4,null,85,96.7,97,97.1,97.3,97.4,97.4,97.5,97.5,97.5,97.5,97.5,97.4,97.4,97.3,97.2,97.1,97,96.9,96.8,96.7,null,85,89.7,90.5,91.2,91.7,92.1,92.4,92.7,92.8,93,93,93.1,93.2,93.2,93.2,93.2,93.2,93.1,93.1,93,92.9,null,85,94.8,95.2,95.5,95.7,95.9,96,96.1,96.1,96.1,96.1,96.1,96.1,96,96,95.9,95.8,95.7,95.6,95.4,95.3,null,85,91.5,92.1,92.6,93,93.2,93.4,93.6,93.7,93.7,93.8,93.8,93.8,93.8,93.7,93.7,93.6,93.6,93.5,93.3,93.2]
[null,90,92.2,92.4,92.6,92.8,92.9,93,93.1,93.1,93.1,93.1,93.1,93.1,93.1,93,92.9,92.8,92.8,92.7,92.5,92.4,null,90,96.5,96.6,96.8,96.9,97,97,97.1,97.1,97.1,97.1,97.1,97.1,97.1,97,97,96.9,96.9,96.8,96.7,96.7,null,90,89.7,90.3,90.8,91.2,91.5,91.8,92,92.2,92.4,92.5,92.7,92.8,92.8,92.9,92.9,92.9,92.9,92.9,92.9,92.9,null,90,94.6,94.9,95.1,95.2,95.4,95.5,95.5,95.6,95.6,95.7,95.7,95.7,95.7,95.6,95.6,95.6,95.5,95.4,95.4,95.3,null,90,91.6,91.9,92.2,92.5,92.7,92.9,93,93.1,93.2,93.2,93.3,93.3,93.4,93.4,93.4,93.4,93.4,93.3,93.3,93.2]
[null,95,91.9,92,92.1,92.2,92.3,92.3,92.4,92.4,92.5,92.5,92.5,92.5,92.5,92.5,92.5,92.5,92.5,92.5,92.5,92.4,null,95,96.4,96.5,96.5,96.6,96.6,96.7,96.7,96.7,96.7,96.7,96.8,96.8,96.8,96.8,96.7,96.7,96.7,96.7,96.7,96.7,null,95,90.6,90.9,91.1,91.3,91.5,91.7,91.9,92,92.2,92.3,92.4,92.4,92.5,92.6,92.7,92.7,92.8,92.8,92.8,92.9,null,95,94.7,94.8,94.9,95,95,95.1,95.2,95.2,95.2,95.3,95.3,95.3,95.3,95.3,95.3,95.3,95.3,95.3,95.3,95.3,null,95,91.9,92,92.2,92.3,92.4,92.5,92.6,92.7,92.8,92.9,92.9,93,93.1,93.1,93.1,93.2,93.2,93.2,93.2,93.2]
[null,98,92.1,92.1,92.2,92.2,92.2,92.2,92.3,92.3,92.3,92.3,92.3,92.4,92.4,92.4,92.4,92.4,92.4,92.4,92.4,92.4,null,98,96.5,96.5,96.5,96.6,96.6,96.6,96.6,96.6,96.6,96.6,96.6,96.6,96.6,96.6,96.6,96.6,96.7,96.7,96.7,96.7,null,98,91.8,91.9,92,92,92.1,92.2,92.2,92.3,92.4,92.4,92.5,92.5,92.6,92.6,92.7,92.7,92.8,92.8,92.8,92.9,null,98,95,95,95.1,95.1,95.1,95.1,95.2,95.2,95.2,95.2,95.2,95.2,95.2,95.3,95.3,95.3,95.3,95.3,95.3,95.3,null,98,92.6,92.6,92.7,92.7,92.8,92.8,92.9,92.9,92.9,93,93,93,93.1,93.1,93.1,93.1,93.2,93.2,93.2,93.2]
[]
[null,"Mean Annual Mass Removal Efficiencies for 3.75-inches of Retention for Zone 1",null,null,null,null,null,null,null,null,null,null,null,null,null,null,null,null,null,null,null,null,null,"Mean Annual Mass Removal Efficiencies for 3.75-inches of Retention for Zone 2",null,null,null,null,null,null,null,null,null,null,null,null,null,null,null,null,null,null,null,null,null,"Mean Annual Mass Removal Efficiencies for 3.75-inches of Retention for Zone 3",null,null,null,null,null,null,null,null,null,null,null,null,null,null,null,null,null,null,null,null,null,"Mean Annual Mass Removal Efficiencies for 3.75-inches of Retention for Zone 4",null,null,null,null,null,null,null,null,null,null,null,null,null,null,null,null,null,null,null,null,null,"Mean Annual Mass Removal Efficiencies for 3.75-inches of Retention for Zone 5"]
[]
[]
[null,"NDCIA CN","Percent DCIA",null,null,null,null,null,null,null,null,null,null,null,null,null,null,null,null,null,null,null,null,"NDCIA CN","Percent DCIA",null,null,null,null,null,null,null,null,null,null,null,null,null,null,null,null,null,null,null,null,"NDCIA CN","Percent DCIA",null,null,null,null,null,null,null,null,null,null,null,null,null,null,null,null,null,null,null,null,"NDCIA CN","Percent DCIA",null,null,null,null,null,null,null,null,null,null,null,null,null,null,null,null,null,null,null,null,"NDCIA CN","Percent DCIA"]
[null,null,5,10,15,20,25,30,35,40,45,50,55,60,65,70,75,80,85,90,95,100,null,null,5,10,15,20,25,30,35,40,45,50,55,60,65,70,75,80,85,90,95,100,null,null,5,10,15,20,25,30,35,40,45,50,55,60,65,70,75,80,85,90,95,100,null,null,5,10,15,20,25,30,35,40,45,50,55,60,65,70,75,80,85,90,95,100,null,null,5,10,15,20,25,30,35,40,45,50,55,60,65,70,75,80,85,90,95,100]
[null,30,99.6,99.7,99.7,99.7,99.7,99.6,99.5,99.4,99.1,98.8,98.4,98,97.5,97,96.4,95.9,95.3,94.7,94.1,93.4,null,30,99.9,99.9,100,100,99.9,99.9,99.9,99.8,99.7,99.6,99.4,99.3,99.1,98.9,98.6,98.4,98.1,97.8,97.5,97.2,null,30,95.8,97.2,97.8,98.1,98.2,98.4,98.4,98.4,98.3,98.2,97.9,97.5,97,96.5,96,95.5,95,94.6,94.1,93.6,null,30,99.7,99.7,99.7,99.7,99.7,99.7,99.6,99.5,99.3,99.2,99,98.7,98.5,98.2,97.9,97.5,97.2,96.8,96.4,96,null,30,99.7,99.7,99.7,99.6,99.5,99.4,99.3,99.1,98.8,98.5,98.2,97.8,97.4,97,96.5,96.1,95.6,95.1,94.6,94.1]
[null,35,99.2,99.4,99.5,99.5,99.5,99.4,99.3,99.2,99,98.6,98.3,97.8,97.4,96.9,96.4,95.8,95.2,94.6,94,93.4,null,35,99.9,99.9,99.9,99.9,99.9,99.9,99.8,99.7,99.6,99.5,99.4,99.2,99,98.8,98.6,98.4,98.1,97.8,97.5,97.2,null,35,94.7,96.5,97.3,97.7,98,98.1,98.2,98.2,98.1,97.9,97.7,97.3,96.8,96.3,95.9,95.4,95,94.5,94.1,93.6,null,35,99.3,99.5,99.6,99.6,99.6,99.6,99.5,99.4,99.2,99.1,98.9,98.7,98.4,98.1,97.8,97.5,97.1,96.8,96.4,96,null,35,99.1,99.3,99.4,99.3,99.3,99.2,99,98.8,98.6,98.3,98,97.6,97.3,96.9,96.4,96,95.5,95.1,94.6,94.1]
[null,40,98.8,99.1,99.2,99.3,99.2,99.2,99.1,99,98.8,98.5,98.1,97.7,97.2,96.8,96.3,95.7,95.2,94.6,94,93.4,null,40,99.8,99.8,99.9,99.8,99.8,99.8,99.7,99.7,99.6,99.5,99.3,99.2,99,98.8,98.6,98.3,98.1,97.8,97.5,97.2,null,40,93.9,95.9,96.9,97.4,97.7,97.8,97.9,97.9,97.9,97.7,97.4,97,96.6,96.2,95.8,95.3,94.9,94.5,94.1,93.6,null,40,99,99.3,99.4,99.5,99.5,99.4,99.3,99.2,99.1,99,98.8,98.6,98.3,98.1,97.8,97.4,97.1,96.7,96.4,96,null,40,98.6,98.9,99,99,99,98.9,98.7,98.5,98.3,98,97.7,97.4,97.1,96.7,96.3,95.9,95.4,95,94.5,94.1]
[null,45,98.2,98.7,98.9,99,99,99,98.9,98.8,98.6,98.3,97.9,97.5,97.1,96.6,96.1,95.6,95.1,94.6,94,93.4,null,45,99.6,99.7,99.8,99.7,99.7,99.7,99.7,99.6,99.5,99.4,99.2,99.1,98.9,98.7,98.5,98.3,98.1,97.8,97.5,97.2,null,45,93.4,95.5,96.5,97,97.3,97.5,97.6,97.7,97.6,97.4,97.1,96.8,96.4,96,95.6,95.2,94.8,94.5,94.1,93.6,null,45,98.7,99.1,99.2,99.3,99.3,99.3,99.2,99.1,99,98.8,98.7,98.4,98.2,98,97.7,97.4,97.1,96.7,96.4,96,null,45,97.9,98.4,98.6,98.6,98.6,98.5,98.4,98.2,98,97.7,97.5,97.2,96.9,96.5,96.2,95.8,95.4,95,94.5,94.1]
[null,50,97.6,98.2,98.5,98.7,98.7,98.7,98.6,98.5,98.3,98,97.7,97.3,96.9,96.5,96,95.5,95,94.5,94,93.4,null,50,99.4,99.6,99.6,99.6,99.6,99.6,99.5,99.5,99.4,99.3,99.1,99,98.8,98.7,98.5,98.3,98,97.8,97.5,97.2,null,50,93.1,95.1,96,96.6,97,97.2,97.3,97.4,97.3,97.1,96.8,96.5,96.2,95.8,95.5,95.1,94.8,94.4,94,93.6,null,50,98.3,98.8,99,99.1,99.1,99,99,98.9,98.8,98.7,98.5,98.3,98.1,97.8,97.6,97.3,97,96.7,96.3,96,null,50,97.1,97.8,98.1,98.2,98.2,98.1,98,97.8,97.6,97.4,97.2,96.9,96.7,96.4,96,95.7,95.3,94.9,94.5,94.1]
[null,55,97.1,97.9,98.2,98.4,98.4,98.4,98.3,98.2,97.9,97.7,97.4,97,96.6,96.3,95.8,95.4,94.9,94.5,93.9,93.4,null,55,99.1,99.4,99.5,99.5,99.5,99.5,99.4,99.3,99.2,99.1,99,98.9,98.7,98.6,98.4,98.2,98,97.7,97.5,97.2,null,55,92.5,94.6,95.6,96.2,96.6,96.9,97,97,96.9,96.7,96.5,96.2,95.9,95.6,95.3,95,94.7,94.3,94,93.6,null,55,98,98.5,98.7,98.8,98.8,98.8,98.8,98.7,98.6,98.5,98.3,98.1,97.9,97.7,97.5,97.2,96.9,96.6,96.3,96,null,55,96.4,97.1,97.5,97.6,97.6,97.6,97.5,97.4,97.2,97,96.9,96.7,96.4,96.2,95.9,95.5,95.2,94.8,94.5,94.1]
[null,60,96.7,97.5,97.8,98,98.1,98.1,98,97.8,97.5,97.3,97,96.7,96.4,96,95.6,95.2,94.8,94.4,93.9,93.4,null,60,98.9,99.2,99.3,99.3,99.3,99.3,99.2,99.2,99.1,99,98.9,98.8,98.6,98.5,98.3,98.1,97.9,97.7,97.5,97.2,null,60,92.2,94.1,95.2,95.9,96.3,96.5,96.6,96.6,96.4,96.3,96.1,95.9,95.6,95.4,95.1,94.8,94.6,94.3,94,93.6,null,60,97.6,98.1,98.4,98.5,98.5,98.5,98.5,98.5,98.4,98.3,98.1,98,97.8,97.6,97.4,97.1,96.9,96.6,96.3,96,null,60,95.5,96.4,96.8,96.9,97,97,97,96.9,96.8,96.7,96.6,96.4,96.2,95.9,95.7,95.4,95.1,94.7,94.4,94.1]
[null,65,96.4,97.1,97.4,97.6,97.6,97.6,97.4,97.3,97.1,96.9,96.6,96.4,96.1,95.7,95.4,95.1,94.7,94.3,93.9,93.4,null,65,98.6,98.9,99,99.1,99.1,99.1,99,99,98.9,98.8,98.7,98.6,98.5,98.4,98.2,98,97.9,97.7,97.4,97.2,null,65,92,93.8,94.8,95.5,95.9,96.1,96.1,96,96,95.9,95.7,95.5,95.3,95.1,94.9,94.7,94.4,94.2,93.9,93.6,null,65,97.1,97.7,98,98.2,98.2,98.2,98.2,98.2,98.1,98,97.9,97.7,97.6,97.4,97.2,97,96.8,96.5,96.3,96,null,65,94.7,95.5,96,96.3,96.4,96.5,96.4,96.4,96.4,96.3,96.2,96.1,95.9,95.7,95.5,95.2,94.9,94.7,94.4,94.1]
[null,70,96,96.6,96.9,97,97,97,96.9,96.7,96.6,96.4,96.2,96,95.7,95.4,95.2,94.9,94.5,94.2,93.8,93.4,null,70,98.3,98.6,98.7,98.8,98.8,98.8,98.8,98.8,98.7,98.6,98.5,98.5,98.3,98.2,98.1,98,97.8,97.6,97.4,97.2,null,70,91.9,93.5,94.4,95,95.3,95.4,95.4,95.5,95.5,95.4,95.3,95.2,95,94.8,94.7,94.5,94.3,94.1,93.9,93.6,null,70,96.7,97.3,97.6,97.8,97.9,97.9,97.9,97.9,97.8,97.7,97.6,97.5,97.4,97.2,97.1,96.9,96.7,96.5,96.2,96,null,70,93.9,94.7,95.3,95.5,95.7,95.8,95.9,95.9,95.9,95.9,95.9,95.7,95.6,95.4,95.2,95,94.8,94.6,94.3,94.1]
[null,75,95.5,95.9,96.1,96.2,96.3,96.3,96.2,96.1,96,95.9,95.7,95.5,95.3,95.1,94.9,94.6,94.4,94.1,93.7,93.4,null,75,97.9,98.2,98.4,98.5,98.5,98.5,98.5,98.5,98.4,98.4,98.3,98.3,98.2,98.1,98,97.8,97.7,97.6,97.4,97.2,null,75,91.8,93,93.7,94.1,94.4,94.7,94.8,94.9,94.9,94.9,94.8,94.7,94.7,94.5,94.4,94.3,94.2,94,93.8,93.6,null,75,96.3,96.8,97.1,97.3,97.4,97.5,97.5,97.5,97.5,97.4,97.3,97.2,97.1,97,96.9,96.7,96.6,96.4,96.2,96,null,75,93.2,94,94.5,94.8,95.1,95.2,95.4,95.5,95.5,95.5,95.4,95.4,95.3,95.1,95,94.8,94.7,94.5,94.3,94.1]
[null,80,94.7,95,95.2,95.4,95.5,95.5,95.5,95.4,95.4,95.3,95.2,95,94.9,94.7,94.6,94.4,94.2,93.9,93.7,93.4,null,80,97.5,97.8,98,98.1,98.2,98.2,98.2,98.2,98.2,98.1,98.1,98,98,97.9,97.8,97.7,97.6,97.5,97.3,97.2,null,80,91.1,92.1,92.8,93.3,93.7,94,94.1,94.2,94.3,94.3,94.3,94.3,94.3,94.2,94.2,94.1,94,93.9,93.8,93.6,null,80,95.9,96.4,96.6,96.8,97,97,97.1,97.1,97.1,97,97,96.9,96.9,96.8,96.7,96.6,96.4,96.3,96.1,96,null,80,92.6,93.3,93.8,94.2,94.5,94.7,94.9,95,95,95,95,95,94.9,94.8,94.7,94.6,94.5,94.4,94.2,94.1]
[null,85,93.8,94.1,94.4,94.5,94.6,94.7,94.7,94.7,94.7,94.7,94.6,94.5,94.4,94.3,94.2,94.1,93.9,93.8,93.6,93.4,null,85,97.2,97.4,97.6,97.7,97.8,97.8,97.9,97.9,97.9,97.9,97.8,97.8,97.8,97.7,97.6,97.6,97.5,97.4,97.3,97.2,null,85,90.7,91.6,92.2,92.6,93,93.2,93.4,93.6,93.7,93.8,93.8,93.9,93.9,93.9,93.9,93.9,93.8,93.8,93.7,93.6,null,85,95.6,95.9,96.1,96.3,96.4,96.5,96.6,96.6,96.7,96.7,96.6,96.6,96.6,96.5,96.5,96.4,96.3,96.2,96.1,96,null,85,92.5,93,93.4,93.8,94,94.2,94.3,94.4,94.5,94.5,94.5,94.6,94.5,94.5,94.4,94.4,94.3,94.3,94.2,94.1]
[null,90,93.2,93.4,93.6,93.7,93.8,93.9,93.9,94,94,94,94,94,93.9,93.9,93.8,93.8,93.7,93.6,93.5,93.4,null,90,97,97.1,97.2,97.3,97.4,97.4,97.5,97.5,97.5,97.5,97.5,97.5,97.5,97.5,97.5,97.4,97.4,97.3,97.3,97.2,null,90,90.8,91.3,91.8,92.1,92.4,92.7,92.9,93,93.2,93.3,93.4,93.5,93.5,93.6,93.6,93.7,93.7,93.7,93.7,93.6,null,90,95.3,95.6,95.7,95.9,96,96.1,96.1,96.2,96.2,96.3,96.3,96.3,96.3,96.2,96.2,96.2,96.1,96.1,96,96,null,90,92.6,92.9,93.1,93.3,93.5,93.7,93.8,93.9,94,94.1,94.1,94.1,94.2,94.2,94.2,94.2,94.2,94.1,94.1,94.1]
[null,95,92.9,93,93.1,93.2,93.2,93.3,93.3,93.4,93.4,93.4,93.5,93.5,93.5,93.5,93.5,93.5,93.5,93.5,93.4,93.4,null,95,96.9,97,97,97.1,97.1,97.2,97.2,97.2,97.2,97.2,97.2,97.3,97.3,97.3,97.3,97.3,97.2,97.2,97.2,97.2,null,95,91.5,91.7,92,92.2,92.3,92.5,92.7,92.8,92.9,93,93.1,93.2,93.3,93.4,93.4,93.5,93.5,93.6,93.6,93.6,null,95,95.4,95.5,95.6,95.6,95.7,95.8,95.8,95.8,95.9,95.9,95.9,96,96,96,96,96,96,96,96,96,null,95,92.9,93,93.1,93.2,93.3,93.4,93.5,93.6,93.7,93.7,93.8,93.8,93.9,93.9,94,94,94,94,94,94.1]
[null,98,93.1,93.1,93.2,93.2,93.2,93.2,93.3,93.3,93.3,93.3,93.3,93.3,93.4,93.4,93.4,93.4,93.4,93.4,93.4,93.4,null,98,97,97.1,97.1,97.1,97.1,97.1,97.1,97.1,97.1,97.2,97.2,97.2,97.2,97.2,97.2,97.2,97.2,97.2,97.2,97.2,null,98,92.6,92.7,92.8,92.9,92.9,93,93.1,93.1,93.2,93.2,93.3,93.3,93.4,93.4,93.4,93.5,93.5,93.6,93.6,93.6,null,98,95.7,95.7,95.7,95.8,95.8,95.8,95.8,95.8,95.9,95.9,95.9,95.9,95.9,95.9,95.9,95.9,95.9,96,96,96,null,98,93.5,93.5,93.6,93.6,93.6,93.7,93.7,93.8,93.8,93.8,93.9,93.9,93.9,93.9,94,94,94,94,94,94.1]
[]
[null,"Mean Annual Mass Removal Efficiencies for 4.00-inches of Retention for Zone 1",null,null,null,null,null,null,null,null,null,null,null,null,null,null,null,null,null,null,null,null,null,"Mean Annual Mass Removal Efficiencies for 4.00-inches of Retention for Zone 2",null,null,null,null,null,null,null,null,null,null,null,null,null,null,null,null,null,null,null,null,null,"Mean Annual Mass Removal Efficiencies for 4.00-inches of Retention for Zone 3",null,null,null,null,null,null,null,null,null,null,null,null,null,null,null,null,null,null,null,null,null,"Mean Annual Mass Removal Efficiencies for 4.00-inches of Retention for Zone 4",null,null,null,null,null,null,null,null,null,null,null,null,null,null,null,null,null,null,null,null,null,"Mean Annual Mass Removal Efficiencies for 4.00-inches of Retention for Zone 5"]
[]
[]
[null,"NDCIA CN","Percent DCIA",null,null,null,null,null,null,null,null,null,null,null,null,null,null,null,null,null,null,null,null,"NDCIA CN","Percent DCIA",null,null,null,null,null,null,null,null,null,null,null,null,null,null,null,null,null,null,null,null,"NDCIA CN","Percent DCIA",null,null,null,null,null,null,null,null,null,null,null,null,null,null,null,null,null,null,null,null,"NDCIA CN","Percent DCIA",null,null,null,null,null,null,null,null,null,null,null,null,null,null,null,null,null,null,null,null,"NDCIA CN","Percent DCIA"]
[null,null,5,10,15,20,25,30,35,40,45,50,55,60,65,70,75,80,85,90,95,100,null,null,5,10,15,20,25,30,35,40,45,50,55,60,65,70,75,80,85,90,95,100,null,null,5,10,15,20,25,30,35,40,45,50,55,60,65,70,75,80,85,90,95,100,null,null,5,10,15,20,25,30,35,40,45,50,55,60,65,70,75,80,85,90,95,100,null,null,5,10,15,20,25,30,35,40,45,50,55,60,65,70,75,80,85,90,95,100]
[null,30,99.6,99.7,99.8,99.8,99.7,99.7,99.6,99.5,99.3,99,98.7,98.3,97.9,97.5,97,96.5,95.9,95.4,94.8,94.3,null,30,99.9,100,100,100,100,99.9,99.9,99.8,99.8,99.7,99.6,99.4,99.3,99.1,98.9,98.7,98.4,98.2,97.9,97.6,null,30,96.1,97.4,97.9,98.1,98.3,98.4,98.5,98.5,98.5,98.4,98.2,97.9,97.4,97,96.5,96.1,95.6,95.2,94.7,94.3,null,30,99.7,99.8,99.8,99.8,99.8,99.8,99.7,99.6,99.5,99.3,99.1,99,98.7,98.5,98.2,97.9,97.6,97.3,96.9,96.5,null,30,99.8,99.8,99.7,99.7,99.6,99.5,99.4,99.2,99,98.8,98.5,98.1,97.8,97.4,97,96.6,96.2,95.7,95.2,94.8]
[null,35,99.3,99.5,99.6,99.6,99.6,99.5,99.5,99.3,99.2,98.9,98.6,98.2,97.8,97.4,96.9,96.4,95.9,95.4,94.8,94.3,null,35,99.9,99.9,99.9,99.9,99.9,99.9,99.9,99.8,99.7,99.6,99.5,99.4,99.2,99,98.8,98.6,98.4,98.2,97.9,97.6,null,35,95,96.7,97.4,97.8,98,98.2,98.3,98.3,98.3,98.2,98,97.7,97.3,96.9,96.4,96,95.5,95.1,94.7,94.3,null,35,99.5,99.6,99.7,99.7,99.7,99.7,99.6,99.5,99.4,99.2,99.1,98.9,98.7,98.4,98.2,97.9,97.6,97.2,96.9,96.5,null,35,99.3,99.5,99.5,99.5,99.4,99.3,99.2,99,98.8,98.6,98.3,98,97.7,97.3,96.9,96.5,96.1,95.7,95.2,94.8]
[null,40,99,99.3,99.4,99.4,99.4,99.3,99.3,99.2,99,98.8,98.5,98.1,97.7,97.3,96.8,96.3,95.8,95.3,94.8,94.3,null,40,99.8,99.9,99.9,99.9,99.9,99.8,99.8,99.7,99.7,99.6,99.5,99.3,99.2,99,98.8,98.6,98.4,98.2,97.9,97.6,null,40,94.1,96.1,97,97.5,97.8,97.9,98,98.1,98.1,98,97.8,97.5,97.1,96.7,96.3,95.9,95.5,95.1,94.7,94.3,null,40,99.2,99.4,99.5,99.6,99.6,99.5,99.5,99.4,99.3,99.1,99,98.8,98.6,98.4,98.1,97.8,97.5,97.2,96.9,96.5,null,40,98.8,99.1,99.2,99.2,99.1,99.1,99,98.8,98.6,98.3,98.1,97.8,97.5,97.2,96.8,96.4,96,95.6,95.2,94.8]
[null,45,98.5,98.9,99.1,99.1,99.1,99.1,99.1,99,98.8,98.6,98.3,97.9,97.6,97.2,96.7,96.3,95.8,95.3,94.8,94.3,null,45,99.7,99.8,99.8,99.8,99.8,99.8,99.7,99.7,99.6,99.5,99.4,99.3,99.1,98.9,98.8,98.6,98.4,98.1,97.9,97.6,null,45,93.6,95.7,96.7,97.2,97.5,97.7,97.8,97.8,97.8,97.7,97.5,97.3,96.9,96.5,96.2,95.8,95.4,95,94.7,94.3,null,45,98.9,99.2,99.4,99.4,99.4,99.4,99.3,99.2,99.1,99,98.9,98.7,98.5,98.3,98,97.8,97.5,97.2,96.9,96.5,null,45,98.3,98.6,98.8,98.8,98.8,98.8,98.6,98.5,98.3,98.1,97.8,97.6,97.3,97,96.7,96.3,96,95.6,95.2,94.8]
[null,50,98,98.5,98.7,98.9,98.9,98.9,98.8,98.7,98.6,98.3,98.1,97.7,97.4,97,96.6,96.2,95.7,95.2,94.8,94.3,null,50,99.6,99.7,99.7,99.7,99.7,99.7,99.6,99.6,99.5,99.4,99.3,99.2,99,98.9,98.7,98.5,98.3,98.1,97.9,97.6,null,50,93.3,95.4,96.3,96.8,97.1,97.4,97.5,97.6,97.6,97.5,97.3,97,96.7,96.4,96,95.7,95.3,95,94.6,94.3,null,50,98.6,99,99.1,99.2,99.2,99.2,99.1,99.1,99,98.9,98.7,98.6,98.4,98.2,97.9,97.7,97.4,97.1,96.8,96.5,null,50,97.6,98.1,98.4,98.4,98.5,98.4,98.3,98.1,98,97.8,97.5,97.3,97.1,96.8,96.5,96.2,95.9,95.5,95.1,94.8]
[null,55,97.5,98.1,98.4,98.6,98.6,98.6,98.6,98.5,98.3,98.1,97.8,97.5,97.1,96.8,96.4,96,95.6,95.2,94.7,94.3,null,55,99.3,99.5,99.6,99.6,99.6,99.6,99.5,99.4,99.4,99.3,99.2,99.1,98.9,98.8,98.6,98.5,98.3,98.1,97.9,97.6,null,55,93,94.9,95.9,96.4,96.8,97.1,97.3,97.3,97.3,97.1,96.9,96.7,96.4,96.1,95.9,95.5,95.2,94.9,94.6,94.3,null,55,98.2,98.7,98.9,99,99,99,98.9,98.9,98.8,98.7,98.6,98.4,98.2,98.1,97.8,97.6,97.4,97.1,96.8,96.5,null,55,96.9,97.6,97.8,98,98,97.9,97.9,97.7,97.6,97.4,97.3,97.1,96.9,96.7,96.4,96.1,95.8,95.4,95.1,94.8]
[null,60,97.1,97.8,98.1,98.3,98.3,98.3,98.3,98.1,98,97.7,97.5,97.2,96.9,96.6,96.3,95.9,95.5,95.1,94.7,94.3,null,60,99.1,99.3,99.4,99.4,99.4,99.4,99.4,99.3,99.2,99.2,99.1,99,98.8,98.7,98.6,98.4,98.2,98.1,97.8,97.6,null,60,92.7,94.5,95.5,96.1,96.5,96.8,97,97,96.9,96.8,96.6,96.4,96.2,95.9,95.7,95.4,95.1,94.9,94.6,94.3,null,60,97.9,98.4,98.6,98.7,98.8,98.8,98.7,98.7,98.6,98.5,98.4,98.3,98.1,97.9,97.7,97.5,97.3,97.1,96.8,96.5,null,60,96.2,96.9,97.2,97.4,97.5,97.5,97.4,97.3,97.2,97.1,97,96.8,96.7,96.4,96.2,96,95.7,95.4,95.1,94.8]
[null,65,96.8,97.4,97.8,97.9,98,98,97.9,97.7,97.5,97.3,97.1,96.9,96.6,96.3,96,95.7,95.4,95,94.7,94.3,null,65,98.8,99.1,99.2,99.3,99.3,99.2,99.2,99.1,99.1,99,98.9,98.8,98.7,98.6,98.5,98.3,98.2,98,97.8,97.6,null,65,92.4,94.2,95.2,95.8,96.2,96.5,96.6,96.6,96.5,96.4,96.2,96.1,95.9,95.7,95.5,95.2,95,94.8,94.6,94.3,null,65,97.6,98,98.3,98.4,98.5,98.5,98.5,98.4,98.4,98.3,98.2,98.1,97.9,97.8,97.6,97.4,97.2,97,96.8,96.5,null,65,95.5,96.2,96.6,96.8,96.9,96.9,96.9,96.9,96.8,96.8,96.7,96.6,96.4,96.2,96,95.8,95.6,95.3,95,94.8]
[null,70,96.5,97.1,97.3,97.5,97.5,97.5,97.4,97.2,97.1,96.9,96.7,96.5,96.3,96.1,95.8,95.5,95.2,94.9,94.6,94.3,null,70,98.6,98.8,98.9,99,99,99,99,99,98.9,98.8,98.8,98.7,98.6,98.5,98.4,98.3,98.1,98,97.8,97.6,null,70,92.5,94,94.9,95.5,95.8,96,96,96,96,95.9,95.8,95.7,95.6,95.4,95.2,95.1,94.9,94.7,94.5,94.3,null,70,97.1,97.6,97.9,98.1,98.1,98.2,98.2,98.2,98.1,98.1,98,97.9,97.7,97.6,97.5,97.3,97.1,96.9,96.7,96.5,null,70,94.7,95.4,95.9,96.2,96.3,96.4,96.4,96.4,96.4,96.4,96.3,96.3,96.1,96,95.8,95.6,95.4,95.2,95,94.8]
[null,75,96.1,96.5,96.7,96.8,96.8,96.8,96.8,96.7,96.6,96.4,96.3,96.1,96,95.8,95.5,95.3,95.1,94.8,94.5,94.3,null,75,98.2,98.5,98.6,98.7,98.7,98.8,98.8,98.7,98.7,98.6,98.6,98.5,98.4,98.4,98.3,98.2,98,97.9,97.8,97.6,null,75,92.5,93.7,94.5,94.9,95.1,95.3,95.4,95.5,95.5,95.5,95.4,95.3,95.3,95.1,95,94.9,94.8,94.6,94.5,94.3,null,75,96.8,97.2,97.5,97.7,97.8,97.8,97.9,97.8,97.8,97.8,97.7,97.6,97.5,97.4,97.3,97.2,97,96.9,96.7,96.5,null,75,94.1,94.8,95.2,95.5,95.7,95.8,95.9,96,96,96,96,95.9,95.8,95.7,95.6,95.5,95.3,95.1,95,94.8]
[null,80,95.5,95.8,95.9,96.1,96.1,96.1,96.1,96.1,96,95.9,95.8,95.7,95.6,95.4,95.3,95.1,94.9,94.7,94.5,94.3,null,80,97.9,98.1,98.3,98.4,98.4,98.5,98.5,98.5,98.4,98.4,98.4,98.3,98.3,98.2,98.1,98.1,98,97.9,97.7,97.6,null,80,92.2,93.1,93.7,94.1,94.4,94.6,94.8,94.9,94.9,95,95,94.9,94.9,94.8,94.8,94.7,94.6,94.5,94.4,94.3,null,80,96.4,96.8,97.1,97.3,97.4,97.4,97.5,97.5,97.5,97.4,97.4,97.3,97.3,97.2,97.1,97,96.9,96.8,96.7,96.5,null,80,93.5,94.1,94.5,94.9,95.1,95.3,95.4,95.5,95.6,95.6,95.6,95.6,95.5,95.4,95.4,95.3,95.1,95,94.9,94.8]
[null,85,94.7,95,95.1,95.3,95.3,95.4,95.4,95.4,95.4,95.4,95.3,95.2,95.1,95,94.9,94.8,94.7,94.6,94.4,94.3,null,85,97.6,97.8,97.9,98,98.1,98.1,98.2,98.2,98.2,98.2,98.1,98.1,98.1,98,98,97.9,97.9,97.8,97.7,97.6,null,85,91.7,92.5,93,93.4,93.7,94,94.1,94.3,94.4,94.5,94.5,94.5,94.5,94.5,94.5,94.5,94.5,94.4,94.4,94.3,null,85,96.2,96.5,96.7,96.8,96.9,97,97,97.1,97.1,97.1,97.1,97.1,97,97,96.9,96.9,96.8,96.7,96.6,96.5,null,85,93.3,93.8,94.1,94.4,94.7,94.8,95,95.1,95.1,95.2,95.2,95.2,95.2,95.2,95.1,95.1,95,94.9,94.9,94.8]
[null,90,94.1,94.3,94.4,94.5,94.6,94.7,94.7,94.8,94.8,94.8,94.8,94.7,94.7,94.7,94.6,94.6,94.5,94.4,94.3,94.3,null,90,97.4,97.5,97.6,97.7,97.8,97.8,97.8,97.9,97.9,97.9,97.9,97.9,97.9,97.9,97.8,97.8,97.8,97.7,97.7,97.6,null,90,91.7,92.2,92.6,92.9,93.2,93.4,93.6,93.7,93.9,94,94,94.1,94.2,94.2,94.3,94.3,94.3,94.3,94.3,94.3,null,90,95.9,96.1,96.3,96.4,96.5,96.6,96.6,96.7,96.7,96.7,96.8,96.8,96.8,96.7,96.7,96.7,96.7,96.6,96.6,96.5,null,90,93.4,93.7,93.9,94.1,94.3,94.4,94.5,94.6,94.7,94.8,94.8,94.8,94.8,94.9,94.9,94.9,94.8,94.8,94.8,94.8]
[null,95,93.8,93.9,94,94,94.1,94.1,94.2,94.2,94.2,94.3,94.3,94.3,94.3,94.3,94.3,94.3,94.3,94.3,94.3,94.3,null,95,97.4,97.4,97.5,97.5,97.5,97.6,97.6,97.6,97.6,97.6,97.7,97.7,97.7,97.7,97.7,97.7,97.7,97.6,97.6,97.6,null,95,92.4,92.6,92.8,92.9,93.1,93.2,93.4,93.5,93.6,93.7,93.8,93.9,93.9,94,94.1,94.1,94.2,94.2,94.3,94.3,null,95,96,96.1,96.1,96.2,96.3,96.3,96.4,96.4,96.4,96.5,96.5,96.5,96.5,96.5,96.5,96.5,96.5,96.5,96.5,96.5,null,95,93.7,93.8,93.9,94,94.1,94.2,94.3,94.3,94.4,94.5,94.5,94.6,94.6,94.6,94.7,94.7,94.7,94.7,94.8,94.8]
[null,98,94,94,94,94,94.1,94.1,94.1,94.1,94.1,94.2,94.2,94.2,94.2,94.2,94.2,94.2,94.2,94.2,94.2,94.3,null,98,97.5,97.5,97.5,97.5,97.5,97.5,97.6,97.6,97.6,97.6,97.6,97.6,97.6,97.6,97.6,97.6,97.6,97.6,97.6,97.6,null,98,93.3,93.4,93.5,93.6,93.6,93.7,93.7,93.8,93.8,93.9,93.9,94,94,94.1,94.1,94.2,94.2,94.2,94.3,94.3,null,98,96.3,96.3,96.3,96.3,96.4,96.4,96.4,96.4,96.4,96.4,96.4,96.5,96.5,96.5,96.5,96.5,96.5,96.5,96.5,96.5,null,98,94.2,94.3,94.3,94.3,94.4,94.4,94.4,94.5,94.5,94.5,94.6,94.6,94.6,94.6,94.7,94.7,94.7,94.7,94.8,94.8]

{"sheet":"ZONE MAP","index":28,"n_rows":17,"n_cols":17,"rows_kept":17,"cut":false,"hidden":false,"merged":[[3,1,44,15],[1,16,5,19],[6,16,10,19],[16,16,28,19],[11,16,15,19],[1,4,2,15],[1,1,2,3]]}
[]
[null,"ZONE MAP",null,null,"DESIGNATED METEOROLOGICAL REGIONS (ZONES) IN FLORIDA"]
[]
[]
[]
[]
[]
[]
[]
[]
[]
[]
[]
[]
[]
[]
[null,null,null,null,null,null,null,null,null,null,null,null,null,null,null,null,"Source: Evaluation of Current Stormwater Design Criteria within the State of Florida dated June 2007 by Harvey H. Harper, P.E., PhD., available at: http://www.dep.state.fl.us/water/nonpoint/docs/nonpoint/SW_TreatmentReportFinal_71907.pdf"]

{"sheet":"Mean Annual Rainfall Map","index":29,"n_rows":7,"n_cols":17,"rows_kept":7,"cut":false,"hidden":false,"merged":[[1,1,2,15],[3,1,44,15],[1,16,5,18],[6,16,16,18]]}
[]
[null,"MEAN ANNUAL RAINFALL MAP",null,null,null,null,null,null,null,null,null,null,null,null,null,null,"Isopleths of Mean Annual Precipitation in Florida from 1971-2000."]
[]
[]
[]
[]
[null,null,null,null,null,null,null,null,null,null,null,null,null,null,null,null,"Source: Evaluation of Current Stormwater Design Criteria within the State of Florida dated June 2007 by Harvey H. Harper, P.E., PhD., available at: http://www.dep.state.fl.us/water/nonpoint/docs/nonpoint/SW_TreatmentReportFinal_71907.pdf"]

{"sheet":"Expanded View - North-West Reg.","index":30,"n_rows":7,"n_cols":17,"rows_kept":7,"cut":false,"hidden":false,"merged":[[1,1,2,15],[1,16,5,18],[3,1,44,15],[6,16,16,18],[20,16,22,18],[17,16,19,18],[23,16,44,18]]}
[]
[null,"MEAN ANNUAL RAINFALL MAP",null,null,null,null,null,null,null,null,null,null,null,null,null,null,"Isopleths of Mean Annual Precipitation in Florida from 1971-2000."]
[]
[]
[]
[]
[null,null,null,null,null,null,null,null,null,null,null,null,null,null,null,null,"Source: Evaluation of Current Stormwater Design Criteria within the State of Florida dated June 2007 by Harvey H. Harper, P.E., PhD., available at: http://www.dep.state.fl.us/water/nonpoint/docs/nonpoint/SW_TreatmentReportFinal_71907.pdf"]

{"sheet":"Expanded View - North-East Reg.","index":31,"n_rows":7,"n_cols":17,"rows_kept":7,"cut":false,"hidden":false,"merged":[[1,1,2,15],[1,16,5,18],[3,1,44,15],[6,16,16,18],[17,16,19,18],[20,16,22,18],[23,16,44,18]]}
[]
[null,"MEAN ANNUAL RAINFALL MAP",null,null,null,null,null,null,null,null,null,null,null,null,null,null,"Isopleths of Mean Annual Precipitation in Florida from 1971-2000."]
[]
[]
[]
[]
[null,null,null,null,null,null,null,null,null,null,null,null,null,null,null,null,"Source: Evaluation of Current Stormwater Design Criteria within the State of Florida dated June 2007 by Harvey H. Harper, P.E., PhD., available at: http://www.dep.state.fl.us/water/nonpoint/docs/nonpoint/SW_TreatmentReportFinal_71907.pdf"]

{"sheet":"Expanded View - Central Reg.","index":32,"n_rows":7,"n_cols":17,"rows_kept":7,"cut":false,"hidden":false,"merged":[[1,1,2,15],[1,16,5,18],[3,1,44,15],[6,16,16,18],[17,16,19,18],[20,16,22,18],[23,16,44,18]]}
[]
[null,"MEAN ANNUAL RAINFALL MAP",null,null,null,null,null,null,null,null,null,null,null,null,null,null,"Isopleths of Mean Annual Precipitation in Florida from 1971-2000."]
[]
[]
[]
[]
[null,null,null,null,null,null,null,null,null,null,null,null,null,null,null,null,"Source: Evaluation of Current Stormwater Design Criteria within the State of Florida dated June 2007 by Harvey H. Harper, P.E., PhD., available at: http://www.dep.state.fl.us/water/nonpoint/docs/nonpoint/SW_TreatmentReportFinal_71907.pdf"]

{"sheet":"Expanded View - South Reg.","index":33,"n_rows":7,"n_cols":17,"rows_kept":7,"cut":false,"hidden":false,"merged":[[1,1,2,15],[1,16,5,18],[3,1,44,15],[6,16,16,18],[17,16,19,18],[20,16,22,18],[23,16,44,18]]}
[]
[null,"MEAN ANNUAL RAINFALL MAP",null,null,null,null,null,null,null,null,null,null,null,null,null,null,"Isopleths of Mean Annual Precipitation in Florida from 1971-2000."]
[]
[]
[]
[]
[null,null,null,null,null,null,null,null,null,null,null,null,null,null,null,null,"Source: Evaluation of Current Stormwater Design Criteria within the State of Florida dated June 2007 by Harvey H. Harper, P.E., PhD., available at: http://www.dep.state.fl.us/water/nonpoint/docs/nonpoint/SW_TreatmentReportFinal_71907.pdf"]

{"sheet":"Treatment Eff Methodology","index":34,"n_rows":74,"n_cols":19,"rows_kept":74,"cut":false,"hidden":false,"merged":[[1,1,2,11],[1,12,2,23],[41,1,43,10],[73,12,76,23],[33,1,40,10],[44,1,72,10],[24,1,29,10],[24,12,40,23],[44,12,72,23],[6,12,20,17],[6,18,20,23],[9,1,11,10],[21,1,23,10],[30,1,32,10],[21,12,23,23],[3,1,5,11]]}
[]
[null,"TREATMENT EFFICIENCY METHODOLOGY:"]
[]
[null,"How the pre/post development required treatment efficiency is calculated:"]
[]
[]
[null,null,null,null,null,null,null,null,null,null,null,null,"Source 1: Evaluation of Current Stormwater Design Criteria within the State of Florida dated June 2007 by Harvey H. Harper, P.E., PhD., available at: http://www.dep.state.fl.us/water/nonpoint/docs/nonpoint/SW_TreatmentReportFinal_71907.pdf",null,null,null,null,null,"Source 2: Source of Graphic: Draft stormwater quality applicant's handbook, Design Requirements For Stormwater Quality Treatment Systems In Florida dated March 2010 by Florida Department of Environmental Protection, available at: http://www.dep.state.fl.us/water/wetlands/erp/rules/stormwater/docs/ah_rule_draft_031710.pdf"]
[]
[]
[null,"How the pre-developed and post-developed loading is calculated:"]
[]
[]
[]
[]
[]
[]
[]
[]
[]
[]
[]
[null,"How the annual runoff volume is calculated:",null,null,null,null,null,null,null,null,null,null,"Mean Annual Runoff Coefficient table from Appendix C of the evaluation report dated June 2007 (1 out of 5):"]
[]
[]
[]
[]
[]
[]
[]
[]
[null,"Where does the C Value comes from:"]
[]
[]
[]
[]
[]
[]
[]
[]
[]
[]
[null,"Where do the Event Mean Concentrations (EMC) values come from:"]
[]
[]
[]
[]
[]
[]
[]
[]
[]
[]
[]
[]
[]
[]
[]
[]
[]
[]
[]
[]
[]
[]
[]
[]
[]
[]
[]
[]
[]
[]
[]
[null,null,null,null,null,null,null,null,null,null,null,null,"Source: Stormwater Characteristics of Natural Vegetation Communities in Florida presented by Harvey Harper, Ph.D., P.E. at the Technical Advisory Committee meeting on October 01, 2008, available at: http://www.dep.state.fl.us/water/wetlands/erp/rules/stormwater/docs/nat_comm_data_oct08.pdf"]

{"sheet":"Dry Retention Methodology","index":35,"n_rows":28,"n_cols":15,"rows_kept":28,"cut":false,"hidden":false,"merged":[[27,14,44,18],[1,1,2,8],[24,1,26,13],[3,1,5,9],[6,1,14,8]]}
[]
[null,"RETENTION METHODOLOGY:"]
[]
[null,"How the provided treatment efficiency is calculated:"]
[]
[]
[]
[]
[]
[]
[]
[]
[]
[]
[]
[]
[]
[]
[]
[]
[]
[]
[]
[]
[null,"Mean Annual Mass Removal Efficiency table from Appendix D of the evaluation report (1 out of 80):"]
[]
[]
[null,null,null,null,null,null,null,null,null,null,null,null,null,null,"Source: Evaluation of Current Stormwater Design Criteria within the State of Florida dated June 2007 by Harvey H. Harper, P.E., PhD., available at: http://www.dep.state.fl.us/water/nonpoint/docs/nonpoint/SW_TreatmentReportFinal_71907.pdf"]

{"sheet":"Wet Detention Methodology","index":36,"n_rows":40,"n_cols":2,"rows_kept":40,"cut":false,"hidden":false,"merged":[[39,1,42,17],[4,10,6,17],[8,1,37,8],[1,10,3,17],[1,1,3,9],[8,10,37,18]]}
[]
[null,"WET DETENTION METHODOLOGY:"]
[]
[]
[]
[]
[null,"How the provided treatment efficiency is calculated:"]
[]
[]
[]
[]
[]
[]
[]
[]
[]
[]
[]
[]
[]
[]
[]
[]
[]
[]
[]
[]
[]
[]
[]
[]
[]
[]
[]
[]
[]
[]
[]
[]
[null,"Source: Evaluation of Current Stormwater Design Criteria within the State of Florida dated June 2007 by Harvey H. Harper, P.E., PhD., available at: http://www.dep.state.fl.us/water/nonpoint/docs/nonpoint/SW_TreatmentReportFinal_71907.pdf"]

{"sheet":"Stormwater Harvesting Met.","index":37,"n_rows":31,"n_cols":11,"rows_kept":31,"cut":false,"hidden":false,"merged":[[9,10,39,17],[15,1,17,8],[1,10,2,17],[1,1,2,9],[6,1,14,8],[3,10,5,17],[18,1,26,8],[30,1,39,8],[6,10,8,17],[3,1,5,7]]}
[]
[null,"STORMWATER HARVESTING METHODOLOGY:"]
[]
[null,"Calculating composite runoff coefficient:"]
[]
[]
[null,null,null,null,null,null,null,null,null,null,"Using  Rate-Efficiency-Volume (REV) charts to find Reuse Volume or Reuse Rate:"]
[]
[]
[]
[]
[]
[]
[]
[]
[null,"Calculating Equivalent Impervious Area (EIA):"]
[]
[]
[]
[]
[]
[]
[]
[]
[]
[]
[]
[]
[]
[]
[null,"Source of Graphic: Draft stormwater quality applicant's handbook, Design Requirements For Stormwater Quality Treatment Systems In Florida dated March 2010 by Florida Department of Environmental Protection, available at: http://www.dep.state.fl.us/water/wetlands/erp/rules/stormwater, March 2010. "]

{"sheet":"Rainwater Harvesting Met.","index":38,"n_rows":30,"n_cols":11,"rows_kept":30,"cut":false,"hidden":false,"merged":[[29,1,39,8],[1,1,2,9],[1,10,2,17],[3,10,5,17],[6,1,14,8],[6,10,8,17],[9,10,39,17],[15,1,17,8],[18,1,26,8],[3,1,5,7]]}
[]
[null,"RAINWATER HARVESTING - METHODOLOGY:"]
[]
[null,"Calculating composite runoff coefficient:"]
[]
[]
[null,null,null,null,null,null,null,null,null,null,"Using  Rate-Efficiency-Volume (REV) charts to find Reuse Volume or Reuse Rate:"]
[]
[]
[]
[]
[]
[]
[]
[]
[null,"Calculating Equivalent Impervious Area (EIA):"]
[]
[]
[]
[]
[]
[]
[]
[]
[]
[]
[]
[]
[]
[null,"Source of Graphic: Draft stormwater quality applicant's handbook, Design Requirements For Stormwater Quality Treatment Systems In Florida dated March 2010 by Florida Department of Environmental Protection, available at: http://www.dep.state.fl.us/water/wetlands/erp/rules/stormwater, March 2010. "]

{"sheet":"Greenroof Methodology","index":39,"n_rows":7,"n_cols":12,"rows_kept":7,"cut":false,"hidden":false,"merged":[[1,11,2,18],[6,11,14,18],[3,11,4,18],[6,1,33,9],[1,1,2,10]]}
[]
[null,"GREENROOF - METHODOLOGY:"]
[]
[]
[null,"How the provided treatment efficiency is calculated:"]
[]
[null,null,null,null,null,null,null,null,null,null,null,"Source of Graphic: Draft stormwater quality applicant's handbook, Design Requirements For Stormwater Quality Treatment Systems In Florida dated March 2010 by Florida Department of Environmental Protection, available at: http://www.dep.state.fl.us/water/wetlands/erp/rules/stormwater, March 2010. "]

{"sheet":"Dry Ret Pervious Pavement Sch","index":40,"n_rows":7,"n_cols":13,"rows_kept":7,"cut":false,"hidden":false,"merged":[[1,1,2,11],[3,12,4,18],[1,12,2,18],[6,12,16,18]]}
[]
[null," PERVIOUS PAVEMENT as RETENTION SCHEMATIC:"]
[]
[]
[null,"Typical Pervious Pavement Cross Section:",null,null,null,null,null,null,null,null,"-"]
[]
[null,null,null,null,null,null,null,null,null,null,null,null,"Source of Graphic: UCF Stormwater Management Academy December 2012. "]

{"sheet":"Stormwater Harvestig Sch","index":41,"n_rows":38,"n_cols":11,"rows_kept":38,"cut":false,"hidden":false,"merged":[[6,1,33,8],[1,1,2,9],[37,1,62,8],[3,10,5,17],[1,10,2,17],[9,10,33,17],[37,10,45,17],[3,1,5,8],[6,10,8,17],[34,1,36,8]]}
[]
[null,"TYPICAL STORMWATER HARVESTING SYSTEM SCHEMATIC:"]
[]
[null,"Typical Cross Section of a Stormwater Harvesting System:"]
[]
[]
[null,null,null,null,null,null,null,null,null,null,"Schematic for a Typical Stormwater Harvesting Pond:"]
[]
[]
[]
[]
[]
[]
[]
[]
[]
[]
[]
[]
[]
[]
[]
[]
[]
[]
[]
[]
[]
[]
[]
[]
[]
[]
[]
[null,"Example Schematic for Stormwater Harvesting Withdrawal System:"]
[]
[]
[null,null,null,null,null,null,null,null,null,null,"Source of Graphic: Draft stormwater quality applicant's handbook, Design Requirements For Stormwater Quality Treatment Systems In Florida dated March 2010 by Florida Department of Environmental Protection, available at: http://www.dep.state.fl.us/water/wetlands/erp/rules/stormwater, March 2010. "]

{"sheet":"Rainwater Harvestig Sch","index":42,"n_rows":4,"n_cols":2,"rows_kept":4,"cut":false,"hidden":false,"merged":[[1,1,2,9],[1,10,2,17],[3,1,5,8],[3,10,5,17],[6,1,33,8]]}
[]
[null,"TYPICAL RAINWATER HARVESTING SYSTEM SCHEMATIC:"]
[]
[null,"Typical Schematic of a Rainwater Harvesting System:"]

{"sheet":"Catch Config.","index":43,"n_rows":52,"n_cols":35,"rows_kept":52,"cut":false,"hidden":false,"merged":[[1,0,4,8]]}
[" "]
[]
[null,null,null,null,null,null,null,null,null,null,null,"Select from the 15 different configurations"]
[null,null,null,null,null,null,null,null,null,null,null,"You need to scroll down and right to see all configurations"]
[]
[]
["A",null,null,null,null,null,null,null,null,null,"E",null,null,null,null,null,null,null,null,null,null,null,"I",null,null,null,null,null,null,null,null,null,"M"]
[]
[]
[]
[]
[null,"A - Single Catchment"]
[]
[null,null,null,null,null,null,null,null,null,null,null,null,null,null,null,null,null,null,null,null,null,null,null,null,null,null,null,null,null,null,null,null,null,null,"M - Mixed-4 Catchment-2 Series"]
[]
["B",null,null,null,null,null,null,null,null,null,null,null,null,null,null,null,null,null,null,null,null,null,null,null,"I - Mixed-4 Catchment-Series (A)"]
[null,null,null,null,null,null,null,null,null,null,null,"E - 3 Catchment-Parallel"]
[]
[null,null,null,null,null,null,null,null,null,null,"F",null,null,null,null,null,null,null,null,null,null,null,"J",null,null,null,null,null,null,null,null,null,"N"]
[]
[null,"B - 2 Catchment-Series"]
[]
[]
[]
["C",null,null,null,null,null,null,null,null,null,null,null,null,null,null,null,null,null,null,null,null,null,null,null,"J - Mixed-4 Catchment-3 Series-Parallel"]
[]
[null,null,null,null,null,null,null,null,null,null,null,null,null,null,null,null,null,null,null,null,null,null,"K"]
[null,null,null,null,null,null,null,null,null,null,null,"F - Mixed-3 Catchment-2 Series-Parallel (A)"]
[]
[]
[null,null,null,null,null,null,null,null,null,null,"G"]
[null,"C - 2 Catchment-Parallel"]
[]
[null,null,null,null,null,null,null,null,null,null,null,null,null,null,null,null,null,null,null,null,null,null,null,null,null,null,null,null,null,null,null,null,null,null,"N - Mixed-4 Catchment-2 Series-2 Parallel"]
[]
[]
["D",null,null,null,null,null,null,null,null,null,null,"G - Mixed-3 Catchment-2 Series-Parallel (B)",null,null,null,null,null,null,null,null,null,null,null,null,"K - Mixed-4 Catchment-Series (B)"]
[null,null,null,null,null,null,null,null,null,null,"H"]
[null,null,null,null,null,null,null,null,null,null,null,null,null,null,null,null,null,null,null,null,null,null,"L"]
[]
[null,"D - 3 Catchment-Series"]
[null,null,null,null,null,null,null,null,null,null,null,"H - 4 Catchment-Series"]
[]
[]
[]
[]
[]
[]
[]
[]
[]
[null,null,null,null,null,null,null,null,null,null,null,null,null,null,null,null,null,null,null,null,null,null,null,null,"L - 4 Catchment-Parallel",null,null,null,null,null,null,null,null,null,"O - Mixed-4 Catchment- Parallel- Series"]

{"sheet":"REV","index":44,"n_rows":23,"n_cols":51,"rows_kept":23,"cut":false,"hidden":false,"merged":[]}
[]
[]
[]
[]
[]
[null,null,"Zone 1",null,null,null,null,null,null,null,null,null,"Zone 2",null,null,null,null,null,null,null,null,null,"Zone 3",null,null,null,null,null,null,null,null,null,"Zone 4",null,null,null,null,null,null,null,null,null,"Zone 5"]
[null,null,"Volume",0.2,0.3,0.4,0.5,0.6,0.7,0.8,0.9,null,null,0.2,0.3,0.4,0.5,0.6,0.7,0.8,0.9,null,null,0.2,0.3,0.4,0.5,0.6,0.7,0.8,0.9,null,null,0.2,0.3,0.4,0.5,0.6,0.7,0.8,0.9,null,null,0.2,0.3,0.4,0.5,0.6,0.7,0.8,0.9]
[null,null,0.25,6.2980388056640621E-2,8.9016080039062501E-2,0.12007977690624999,0.1595,0.24,0.31363437500000002,0.44101718749999996,null,null,0.25,3.5799999999999998E-2,5.5E-2,8.5000000000000006E-2,0.12190000000000001,0.18940000000000001,0.28100000000000003,0.385171875,null,null,0.25,3.5799999999999998E-2,5.3999999999999999E-2,0.08,9.9500000000000005E-2,0.16500000000000001,0.29499999999999998,0.49727265624999994,null,null,0.25,3.2980388056640622E-2,5.4016080039062504E-2,8.1079776906249998E-2,0.12817009895576173,0.19520057721113282,0.28993241579687501,0.43777831860488287,0.66127046796054678,null,0.25,3.9800000000000002E-2,6.5000000000000002E-2,9.8000000000000004E-2,0.16,0.254,0.33978359375,0.45019999999999999]
[null,null,0.5,4.9113363437500002E-2,7.2028443125000008E-2,9.9000000000000005E-2,0.13300000000000001,0.19675000000000001,0.27876250000000002,0.39429999999999998,null,null,0.5,2.98E-2,4.7028443125000007E-2,7.2999999999999995E-2,9.9499999999999991E-2,0.14950000000000002,0.2319,0.33437499999999998,0.49990000000000001,null,0.5,3.2000000000000001E-2,4.8000000000000001E-2,6.9000000000000006E-2,8.6999999999999994E-2,0.122,0.2185,0.40808749999999994,null,null,0.5,2.6113363437499999E-2,4.7028443125000007E-2,7.0615022999999999E-2,0.112367813021875,0.16644908605624997,0.24640495022499997,0.37308560660625001,0.58112307676874997,null,0.5,3.27E-2,5.0999999999999997E-2,0.08,0.128,0.19574999999999998,0.29199999999999998,0.40089999999999998]
[null,null,0.75,4.5755127060546866E-2,6.2768464101562504E-2,8.354968753125E-2,0.11849999999999999,0.17100000000000001,0.24875,0.35429843750000001,null,null,0.75,2.5999999999999999E-2,4.4999999999999998E-2,6.6000000000000003E-2,8.7800000000000003E-2,0.1278,0.1895,0.29224687500000002,0.45200273437500005,null,0.75,0.03,4.4999999999999998E-2,6.3E-2,7.1999999999999995E-2,0.10199999999999999,0.16850000000000001,0.33616640624999999,null,null,0.75,2.2755127060546866E-2,4.2768464101562501E-2,6.3549687531249996E-2,0.10077453515947266,0.14571558967714843,0.21380961633906248,0.32263097564589849,0.51369954555742181,null,0.75,2.9100000000000001E-2,4.9000000000000002E-2,7.4999999999999997E-2,0.11199999999999999,0.16499999999999998,0.251,0.36009999999999998]
[null,null,1,4.4212819999999993E-2,6.0267540000000008E-2,7.8856397999999994E-2,0.1085,0.157,0.22650000000000001,0.32029999999999997,0.48199999999999998,null,1,2.2499999999999999E-2,4.2999999999999997E-2,6.0999999999999999E-2,8.1599999999999992E-2,0.1135,0.16499999999999998,0.25769999999999998,0.4032,null,1,2.8000000000000001E-2,4.2999999999999997E-2,5.8999999999999997E-2,6.9000000000000006E-2,9.5000000000000001E-2,0.14099999999999999,0.28199999999999997,null,null,1,2.1212819999999993E-2,4.0267540000000004E-2,5.885639799999999E-2,9.2518615900000004E-2,0.13120069609999999,0.18990941649999998,0.28386561500000002,0.45742727269999994,null,1,2.7E-2,4.4999999999999998E-2,7.0000000000000007E-2,0.10425000000000001,0.14724999999999999,0.219,0.32400000000000001,0.51580000000000004]
[null,null,1.5,4.2905344062499969E-2,5.7947743124999992E-2,7.3690682999999993E-2,0.1,0.14099999999999999,0.1905,0.26724999999999999,0.41499999999999998,null,1.5,2.1000000000000001E-2,4.2000000000000003E-2,5.5E-2,7.400000000000001E-2,0.10009999999999999,0.13798000000000002,0.20810000000000001,0.32761875000000001,null,1.5,2.5999999999999999E-2,4.2000000000000003E-2,5.5E-2,6.25E-2,8.3000000000000004E-2,0.11749999999999999,0.19500000000000001,null,null,1.5,1.9905344062499969E-2,3.7947743124999989E-2,5.3690682999999989E-2,8.3127917315625008E-2,0.11495584376874995,0.16077722649999998,0.23275393531875005,0.37266969686874996,null,1.5,2.5999999999999999E-2,4.2999999999999997E-2,6.7000000000000004E-2,9.5500000000000002E-2,0.1285,0.17899999999999999,0.27600000000000002,0.44317500000000004]
[null,null,2,4.2044739999999976E-2,5.687645999999999E-2,7.1268037999999992E-2,9.6750000000000003E-2,0.13,0.16225000000000001,0.23300000000000001,0.36259999999999992,null,2,0.02,4.1000000000000002E-2,5.1999999999999998E-2,7.0700000000000013E-2,9.3899999999999997E-2,0.12479999999999999,0.17370000000000002,0.27500000000000002,null,2,2.4E-2,0.04,5.1999999999999998E-2,0.06,7.9500000000000001E-2,0.105,0.157,0.47459999999999991,null,2,1.9044739999999977E-2,3.6876459999999986E-2,5.1268037999999988E-2,7.9487232700000021E-2,0.10834699159999997,0.14693204829999995,0.20526956909999999,0.31669999919999992,null,2,2.5000000000000001E-2,4.2000000000000003E-2,6.5000000000000002E-2,9.1249999999999998E-2,0.12025,0.16,0.23399999999999999,0.38400000000000001]
[null,null,2.5,4.1986629687500034E-2,5.6159773124999951E-2,7.0063394999999931E-2,9.4750000000000001E-2,0.12025,0.15,0.20600000000000002,0.32217500000000004,null,2.5,0.02,0.04,5.0999999999999997E-2,6.8600000000000008E-2,8.9599999999999985E-2,0.11679999999999999,0.15859999999999999,0.23970000000000002,null,2.5,2.4E-2,3.9E-2,5.0999999999999997E-2,5.8999999999999997E-2,7.4999999999999997E-2,9.8500000000000004E-2,0.14199999999999999,0.38056250000000003,null,2.5,1.8986629687500034E-2,3.6159773124999947E-2,5.0063394999999927E-2,7.8416798059375042E-2,0.10535865138124992,0.14022476567499997,0.1909957311312499,0.28115873826874982,null,2.5,2.5000000000000001E-2,4.1000000000000002E-2,6.3E-2,8.7499999999999994E-2,0.11399999999999999,0.15,0.20910000000000001,0.33677500000000005]
[null,null,3,null,5.5920239999999982E-2,6.9761657999999963E-2,9.2499999999999999E-2,0.11824999999999999,0.14410000000000001,0.1925,0.29074999999999995,null,3,null,0.04,4.9761657999999959E-2,6.7299999999999999E-2,8.6899999999999991E-2,0.11180000000000001,0.14890000000000003,0.21629999999999999,null,3,null,3.6999999999999998E-2,4.9761657999999959E-2,5.7500000000000002E-2,7.1999999999999995E-2,9.1999999999999998E-2,0.13100000000000001,0.30569999999999986,null,3,1.9002239999999865E-2,3.5920239999999978E-2,4.9761657999999959E-2,7.7996000100000046E-2,0.10268926089999983,0.13573966509999991,0.18294806220000004,0.2593312272999998,null,3,null,4.1000000000000002E-2,6.2E-2,8.5749999999999993E-2,0.11125,0.14374999999999999,0.19389999999999999,0.30000000000000004]
[null,null,3.5,null,null,7.0142902999999937E-2,9.1249999999999998E-2,0.1135,0.14149999999999999,0.183,0.26750000000000002,null,3.5,null,0.04,5.0142902999999933E-2,6.6000000000000003E-2,8.3799999999999999E-2,0.1069,0.14019999999999999,0.20129999999999998,null,3.5,null,3.6999999999999998E-2,5.0142902999999933E-2,5.7000000000000002E-2,7.0000000000000007E-2,0.09,0.122,0.245,null,3.5,null,3.6014693124999955E-2,5.0142902999999933E-2,7.7293806353124966E-2,9.9113060693750116E-2,0.1311006227499999,0.17694284184375009,0.24600138016874984,null,3.5,null,4.1000000000000002E-2,0.06,8.4749999999999992E-2,0.108,0.13750000000000001,0.1835,0.27100000000000002]
[null,null,4,null,null,null,9.0499999999999997E-2,0.1115,0.13875000000000001,0.17749999999999999,0.2485,null,4,null,null,4.9967577999999874E-2,6.5200000000000008E-2,8.2500000000000004E-2,0.10369999999999999,0.1351,0.18990000000000001,null,4,null,null,4.9967577999999874E-2,5.6000000000000001E-2,6.9000000000000006E-2,8.5999999999999993E-2,0.115,0.2,null,4,null,null,4.9967577999999874E-2,7.6099195300000061E-2,9.4841970799999759E-2,0.12577729149999983,0.17096520110000013,0.2373055573999997,null,4,null,null,0.06,8.3999999999999991E-2,0.10625,0.13350000000000001,0.17475000000000002,0.249]
[null,null,4.5,null,null,null,0.09,0.11025,0.13675000000000001,0.17249999999999999,0.23625000000000002,null,4.5,null,null,null,6.4600000000000005E-2,8.1200000000000008E-2,0.1012,0.13159999999999999,0.18139999999999998,null,4.5,null,null,null,5.5E-2,6.8000000000000005E-2,8.4000000000000005E-2,0.11,0.16900000000000001,null,4.5,null,null,null,7.4651586496875172E-2,9.0887467506249514E-2,0.12039128792499965,0.16453733525625014,0.23058641216875009,null,4.5,null,null,null,8.274999999999999E-2,0.10400000000000001,0.13,0.16800000000000001,0.23549999999999999]
[null,null,5,null,null,null,8.9499999999999996E-2,0.1095,0.13375000000000001,0.16750000000000001,0.22575000000000001,null,5,null,null,null,6.3899999999999998E-2,7.9799999999999996E-2,9.9199999999999997E-2,0.1268,0.17380000000000001,null,5,null,null,null,5.3999999999999999E-2,6.7000000000000004E-2,8.3000000000000004E-2,0.106,0.151,null,5,null,null,null,7.3371270700000074E-2,8.8422460099999406E-2,0.11602237929999959,0.1580867165999994,0.22424673629999947,null,5,null,null,null,8.2500000000000004E-2,0.10225000000000001,0.1275,0.16250000000000001,0.2225]
[null,null,5.5,null,null,null,8.8999999999999996E-2,0.109,0.13200000000000001,0.16250000000000001,0.216,null,5.5,null,null,null,6.3380000000000006E-2,7.8899999999999998E-2,9.7699999999999995E-2,0.12279999999999999,0.16720000000000002,null,5.5,null,null,null,5.2999999999999999E-2,6.6000000000000003E-2,8.2000000000000003E-2,0.10299999999999999,0.14199999999999999,null,5.5,null,null,null,7.2589839990624988E-2,8.8143167618749824E-2,0.11351467059999931,0.15231430716875083,0.21760330626874957,null,5.5,null,null,null,8.2400000000000001E-2,0.10050000000000001,0.1255,0.15925,0.215]
[null,null,6,null,null,null,8.8499999999999995E-2,0.1085,0.12975,0.16,0.20874999999999999,null,6,null,null,null,6.2799999999999995E-2,7.8100000000000003E-2,9.5399999999999999E-2,0.1202,0.16170000000000001,null,6,null,null,null,5.1999999999999998E-2,6.5000000000000002E-2,8.1000000000000003E-2,0.10100000000000001,0.13500000000000001,null,6,null,null,null,7.2280617900000094E-2,8.9630995599998514E-2,0.1127827914999987,0.14756277150000041,0.21074072919999953,null,6,null,null,null,8.2400000000000001E-2,0.1,0.1225,0.157,0.20749999999999999]
[null,null,6.5,null,null,null,8.7999999999999995E-2,0.108,0.12875,0.1575,0.20450000000000002,null,null,null,null,null,null,null,null,null,null,null,null,null,null,null,null,null,null,null,null,null,6.5,null,null,null,7.1789089534375489E-2,9.0714412831248675E-2,0.11211808337499873,0.1431846893812504,0.20436528886874916]
[null,null,7,null,null,null,8.7499999999999994E-2,0.1075,0.1275,0.1555,0.19850000000000001,null,null,null,null,null,null,null,null,null,null,null,null,null,null,null,null,null,null,null,null,null,7,null,null,null,6.9563331699999759E-2,8.6830828100000729E-2,0.10749478629999876,0.13691076860000073,0.19965879169999978]

{"sheet":"If wet D","index":45,"n_rows":78,"n_cols":36,"rows_kept":78,"cut":false,"hidden":false,"merged":[[0,20,0,21],[0,22,0,23],[0,24,0,25],[0,26,0,27],[14,0,15,0],[1,14,1,16],[1,17,1,18],[20,14,20,18],[16,0,17,0],[18,0,19,0],[20,0,21,0],[1,29,1,30]]}
[null,null,null,null,null,null,null,null,null,null,null,null,null,null,null,null,null,null,null,null,"Catch 1",null,"Catch 2",null,"Catch 3",null,"Catch 4"]
[null,null,"Catchment 1","Catchment 2","Catchment 3","Catchment 4",null,null,null,null,null,null,null,null,"Retention Amount:",null,null,"Efficiency Provided:",null,null,"N","P","N","P","N","P","N","P","Retention Amount:","Efficiency Provided:"]
[null,null,null,null,null,null,null,null,0,0,0,0,0,0,0,0,0,null,0,null,0,0,0,0,0,0,0,0,0,null,0]
[null,"Runoff Volume [ac-ft/yr]",{"$f":"'Watershed Characteristics'!T18","v":0},{"$f":"'Watershed Characteristics'!T33","v":0},{"$f":"'Watershed Characteristics'!T48","v":0},{"$f":"'Watershed Characteristics'!T63","v":0},null,null,{"$f":"IF(IF(Q4>$C$7,1,0)>0,I3+1,IF(Q4>$C$7,1,0))","v":1},{"$f":"IF(IF(Q4>$C$8,1,0)>0,J3+1,IF(Q4>$C$8,1,0))","v":1},{"$f":"IF(IF(Q4>$D$7,1,0)>0,K3+1,IF(Q4>$D$7,1,0))","v":1},{"$f":"IF(IF(Q4>$D$8,1,0)>0,L3+1,IF(Q4>$D$8,1,0))","v":1},{"$f":"IF(IF(Q4>$E$7,1,0)>0,M3+1,IF(Q4>$E$7,1,0))","v":1},{"$f":"IF(IF(Q4>$E$8,1,0)>0,N3+1,IF(Q4>$E$8,1,0))","v":1},{"$f":"IF(IF(Q4>$F$7,1,0)>0,O3+1,IF(Q4>$F$7,1,0))","v":1},{"$f":"IF(IF(Q4>$F$8,1,0)>0,P3+1,IF(Q4>$F$8,1,0))","v":1},0.25,null,{"$f":"'Stormwater Treatment Analysis'!$AC$54","v":{"$error":"#REF!"}},null,{"$f":"IF(IF(AE4>$C$19,1,0)>0,U3+1,IF(AE4>$C$19,1,0))","v":{"$error":"#REF!"}},{"$f":"IF(IF(AE4>$C$20,1,0)>0,V3+1,IF(AE4>$C$20,1,0))","v":{"$error":"#REF!"}},{"$f":"IF(IF(AE4>$D$19,1,0)>0,W3+1,IF(AE4>$D$19,1,0))","v":{"$error":"#REF!"}},{"$f":"IF(IF(AE4>$D$20,1,0)>0,X3+1,IF(AE4>$D$20,1,0))","v":{"$error":"#REF!"}},{"$f":"IF(IF(AE4>$E$19,1,0)>0,Y3+1,IF(AE4>$E$19,1,0))","v":{"$error":"#REF!"}},{"$f":"IF(IF(AE4>$E$20,1,0)>0,Z3+1,IF(AE4>$E$20,1,0))","v":{"$error":"#REF!"}},{"$f":"IF(IF(AE4>$F$19,1,0)>0,AA3+1,IF(AE4>$F$19,1,0))","v":{"$error":"#REF!"}},{"$f":"IF(IF(AE4>$F$20,1,0)>0,AB3+1,IF(AE4>$F$20,1,0))","v":{"$error":"#REF!"}},0.25,null,{"$f":"'Stormwater Treatment Analysis'!$AC$54","v":{"$error":"#REF!"}}]
[null,"N Conc. [mg/L]",{"$f":"'Watershed Characteristics'!T15","v":0},{"$f":"'Watershed Characteristics'!T30","v":0},{"$f":"'Watershed Characteristics'!T45","v":0},{"$f":"'Watershed Characteristics'!T60","v":0},null,null,{"$f":"IF(IF(Q5>$C$7,1,0)>0,I4+1,IF(Q5>$C$7,1,0))","v":2},{"$f":"IF(IF(Q5>$C$8,1,0)>0,J4+1,IF(Q5>$C$8,1,0))","v":2},{"$f":"IF(IF(Q5>$D$7,1,0)>0,K4+1,IF(Q5>$D$7,1,0))","v":2},{"$f":"IF(IF(Q5>$D$8,1,0)>0,L4+1,IF(Q5>$D$8,1,0))","v":2},{"$f":"IF(IF(Q5>$E$7,1,0)>0,M4+1,IF(Q5>$E$7,1,0))","v":2},{"$f":"IF(IF(Q5>$E$8,1,0)>0,N4+1,IF(Q5>$E$8,1,0))","v":2},{"$f":"IF(IF(Q5>$F$7,1,0)>0,O4+1,IF(Q5>$F$7,1,0))","v":2},{"$f":"IF(IF(Q5>$F$8,1,0)>0,P4+1,IF(Q5>$F$8,1,0))","v":2},0.5,null,{"$f":"'Stormwater Treatment Analysis'!$AC$75","v":{"$error":"#REF!"}},null,{"$f":"IF(IF(AE5>$C$19,1,0)>0,U4+1,IF(AE5>$C$19,1,0))","v":{"$error":"#REF!"}},{"$f":"IF(IF(AE5>$C$20,1,0)>0,V4+1,IF(AE5>$C$20,1,0))","v":{"$error":"#REF!"}},{"$f":"IF(IF(AE5>$D$19,1,0)>0,W4+1,IF(AE5>$D$19,1,0))","v":{"$error":"#REF!"}},{"$f":"IF(IF(AE5>$D$20,1,0)>0,X4+1,IF(AE5>$D$20,1,0))","v":{"$error":"#REF!"}},{"$f":"IF(IF(AE5>$E$19,1,0)>0,Y4+1,IF(AE5>$E$19,1,0))","v":{"$error":"#REF!"}},{"$f":"IF(IF(AE5>$E$20,1,0)>0,Z4+1,IF(AE5>$E$20,1,0))","v":{"$error":"#REF!"}},{"$f":"IF(IF(AE5>$F$19,1,0)>0,AA4+1,IF(AE5>$F$19,1,0))","v":{"$error":"#REF!"}},{"$f":"IF(IF(AE5>$F$20,1,0)>0,AB4+1,IF(AE5>$F$20,1,0))","v":{"$error":"#REF!"}},0.5,null,{"$f":"'Stormwater Treatment Analysis'!$AC$75","v":{"$error":"#REF!"}}]
[null,"P Conc. [mg/L]",{"$f":"'Watershed Characteristics'!T16","v":0},{"$f":"'Watershed Characteristics'!T31","v":0},{"$f":"'Watershed Characteristics'!T46","v":0},{"$f":"'Watershed Characteristics'!T61","v":0},null,null,3,3,3,3,3,3,3,3,0.75,null,{"$f":"'Stormwater Treatment Analysis'!$AC$96","v":{"$error":"#REF!"}},null,{"$error":"#REF!"},{"$error":"#REF!"},{"$error":"#REF!"},{"$error":"#REF!"},{"$error":"#REF!"},{"$error":"#REF!"},{"$error":"#REF!"},{"$error":"#REF!"},0.75,null,{"$f":"'Stormwater Treatment Analysis'!$AC$96","v":{"$error":"#REF!"}}]
[null,"Retention Volume N",{"$f":"'Retention Basin'!$G$15+'Exfiltration Trench'!$G$18+'Pervious Pavement'!$O$14+IF(Swale!U7=\"Yes\", Swale!$L$79, Swale!$L$25)+IF('User Defined BMP'!$F$11=\"Retention\",'User Defined BMP'!$Y$28, \"0\")+IF('Tree Well'!$F$17=\"Retention\",'Tree Well'!$AC$29, 0)+IF('Rain Garden'!$G$12=\"Retention\",'Rain Garden'!$AF$36, 0)+Sheet123!$M$9+Sheet123!$M$12+Sheet123!$M$13+Sheet123!$M$10+Sheet123!$M$16+Sheet123!$M$18","v":0},{"$f":"'Retention Basin'!$H$15+'Exfiltration Trench'!$H$18+'Pervious Pavement'!$P$14+IF(Swale!V7=\"Yes\", Swale!$L$89, Swale!$M$25)+IF('User Defined BMP'!$G$11=\"Retention\",'User Defined BMP'!$AG$28, \"0\")+IF('Tree Well'!$G$17=\"Retention\",'Tree Well'!$AL$29, 0)+IF('Rain Garden'!$H$12=\"Retention\",'Rain Garden'!$AP$36, 0)+Sheet123!$N$9+Sheet123!$N$10+Sheet123!$N$12+Sheet123!$N$13+Sheet123!$N$16+Sheet123!$N$18","v":0},{"$f":"'Retention Basin'!$I$15+'Exfiltration Trench'!$I$18+'Pervious Pavement'!$Q$14+IF(Swale!W7=\"Yes\", Swale!$L$99, Swale!$N$25)+IF('User Defined BMP'!$H$11=\"Retention\",'User Defined BMP'!$AO$28, \"0\")+IF('Tree Well'!$H$17=\"Retention\",'Tree Well'!$AU$29, 0)+IF('Rain Garden'!$I$12=\"Retention\",'Rain Garden'!$AZ$36, 0)+Sheet123!$O$9+Sheet123!$O$10+Sheet123!$O$12+Sheet123!$O$13+Sheet123!$O$16+Sheet123!$O$18","v":0},{"$f":"'Retention Basin'!$J$15+'Exfiltration Trench'!$J$18+'Pervious Pavement'!$R$14+IF(Swale!X7=\"Yes\", Swale!$L$109, Swale!$O$25)+IF('User Defined BMP'!$I$11=\"Retention\",'User Defined BMP'!$AW$28, \"0\")+IF('Tree Well'!$I$17=\"Retention\",'Tree Well'!$BD$29, 0)+IF('Rain Garden'!$J$12=\"Retention\",'Rain Garden'!$BJ$36, 0)+Sheet123!$P$9+Sheet123!$P$10+Sheet123!$P$12+Sheet123!$P$13+Sheet123!$P$16+Sheet123!$P$18","v":0},null,null,4,{"$f":"IF(IF(Q7>$C$8,1,0)>0,J6+1,IF(Q7>$C$8,1,0))","v":4},4,4,4,4,4,4,1,null,{"$f":"'Stormwater Treatment Analysis'!$AC$117","v":{"$error":"#REF!"}},null,{"$error":"#REF!"},{"$error":"#REF!"},{"$error":"#REF!"},{"$error":"#REF!"},{"$error":"#REF!"},{"$error":"#REF!"},{"$error":"#REF!"},{"$error":"#REF!"},1,null,{"$f":"'Stormwater Treatment Analysis'!$AC$117","v":{"$error":"#REF!"}}]
[null,"Retention Volume P",{"$f":"'Retention Basin'!$G$15+'Exfiltration Trench'!$G$18+'Pervious Pavement'!$O$14+IF(Swale!U7=\"Yes\", Swale!$L$84, Swale!$L$25)+IF('User Defined BMP'!$F$11=\"Retention\",'User Defined BMP'!$Y$28, \"0\")+IF('Tree Well'!$F$17=\"Retention\",'Tree Well'!$AC$29, 0)+IF('Rain Garden'!$G$12=\"Retention\",'Rain Garden'!$AF$36, 0)+Sheet123!$M$9+Sheet123!$M$11+Sheet123!$M$12+Sheet123!$M$13+Sheet123!$M$17+Sheet123!$M$19","v":0},{"$f":"'Retention Basin'!$H$15+'Exfiltration Trench'!$H$18+'Pervious Pavement'!$P$14+IF(Swale!V7=\"Yes\", Swale!$L$94, Swale!$M$25)+IF('User Defined BMP'!$G$11=\"Retention\",'User Defined BMP'!$AG$28, \"0\")+IF('Tree Well'!$G$17=\"Retention\",'Tree Well'!$AL$29, 0)+IF('Rain Garden'!$H$12=\"Retention\",'Rain Garden'!$AP$36, 0)+Sheet123!$N$9+Sheet123!$N$11+Sheet123!$N$12+Sheet123!$N$13+Sheet123!$N$17+Sheet123!$N$19","v":0},{"$f":"'Retention Basin'!$I$15+'Exfiltration Trench'!$I$18+'Pervious Pavement'!$Q$14+IF(Swale!W7=\"Yes\", Swale!$L$104, Swale!$N$25)+IF('User Defined BMP'!$H$11=\"Retention\",'User Defined BMP'!$AO$28, \"0\")+IF('Tree Well'!$H$17=\"Retention\",'Tree Well'!$AU$29, 0)+IF('Rain Garden'!$I$12=\"Retention\",'Rain Garden'!$AZ$36, 0)+Sheet123!$O$9+Sheet123!$O$11+Sheet123!$O$12+Sheet123!$O$13+Sheet123!$O$17+Sheet123!$O$19","v":0},{"$f":"'Retention Basin'!$J$15+'Exfiltration Trench'!$J$18+'Pervious Pavement'!$R$14+IF(Swale!X7=\"Yes\", Swale!$L$114, Swale!$O$25)+IF('User Defined BMP'!$I$11=\"Retention\",'User Defined BMP'!$AW$28, \"0\")+IF('Tree Well'!$I$17=\"Retention\",'Tree Well'!$BD$29, 0)+IF('Rain Garden'!$J$12=\"Retention\",'Rain Garden'!$BJ$36, 0)+Sheet123!$P$9+Sheet123!$P$11+Sheet123!$P$12+Sheet123!$P$13+Sheet123!$P$17+Sheet123!$P$19","v":0},null,null,5,5,5,5,5,5,5,5,1.25,null,{"$f":"'Stormwater Treatment Analysis'!$AC$138","v":{"$error":"#REF!"}},null,{"$error":"#REF!"},{"$error":"#REF!"},{"$error":"#REF!"},{"$error":"#REF!"},{"$error":"#REF!"},{"$error":"#REF!"},{"$error":"#REF!"},{"$error":"#REF!"},1.25,null,{"$f":"'Stormwater Treatment Analysis'!$AC$138","v":{"$error":"#REF!"}}]
[null,"Effic (Ret N)",{"$f":"N26","v":0},{"$f":"N31","v":0},{"$f":"N36","v":0},{"$f":"N41","v":0},null,null,6,6,6,6,6,6,6,6,1.5,null,{"$f":"'Stormwater Treatment Analysis'!$AC$159","v":{"$error":"#REF!"}},null,{"$error":"#REF!"},{"$error":"#REF!"},{"$error":"#REF!"},{"$error":"#REF!"},{"$error":"#REF!"},{"$error":"#REF!"},{"$error":"#REF!"},{"$error":"#REF!"},1.5,null,{"$f":"'Stormwater Treatment Analysis'!$AC$159","v":{"$error":"#REF!"}}]
[null,"Effic (Ret P)",{"$f":"Q26","v":0},{"$f":"Q31","v":0},{"$f":"Q36","v":0},{"$f":"Q41","v":0},null,null,7,7,7,7,7,7,7,7,1.75,null,{"$f":"'Stormwater Treatment Analysis'!$AC$180","v":{"$error":"#REF!"}},null,{"$error":"#REF!"},{"$error":"#REF!"},{"$error":"#REF!"},{"$error":"#REF!"},{"$error":"#REF!"},{"$error":"#REF!"},{"$error":"#REF!"},{"$error":"#REF!"},1.75,null,{"$f":"'Stormwater Treatment Analysis'!$AC$180","v":{"$error":"#REF!"}}]
[null,"Detention Time (Nitrogen)",{"$f":"'Wet Detention'!AR37+'Floating Island Wet Det'!AP37+IF('Tree Well'!F17=\"Detention\",'Tree Well'!AC70, 0)+IF('Rain Garden'!G12=\"Detention\", 'Rain Garden'!AC78, 0)+IF('User Defined BMP'!F11=\"Detention\", 'User Defined BMP'!AB66, 0)","v":0},{"$f":"'Wet Detention'!AS37+'Floating Island Wet Det'!AQ37+IF('Tree Well'!G17=\"Detention\",'Tree Well'!AD70, 0)+IF('Rain Garden'!H12=\"Detention\", 'Rain Garden'!AD78, 0)+IF('User Defined BMP'!G11=\"Detention\", 'User Defined BMP'!AC66, 0)","v":0},{"$f":"'Wet Detention'!AT37+'Floating Island Wet Det'!AR37+IF('Tree Well'!H17=\"Detention\",'Tree Well'!AE70, 0)+IF('Rain Garden'!I12=\"Detention\", 'Rain Garden'!AE78, 0)+IF('User Defined BMP'!H11=\"Detention\", 'User Defined BMP'!AD66, 0)","v":0},{"$f":"'Wet Detention'!AU37+'Floating Island Wet Det'!AS37+IF('Tree Well'!I17=\"Detention\",'Tree Well'!AF70, 0)+IF('Rain Garden'!J12=\"Detention\", 'Rain Garden'!AF78, 0)+IF('User Defined BMP'!I11=\"Detention\", 'User Defined BMP'!AE66, 0)","v":0},null,null,8,8,8,8,8,8,8,8,2,null,{"$f":"'Stormwater Treatment Analysis'!$AC$201","v":{"$error":"#REF!"}},null,{"$error":"#REF!"},{"$error":"#REF!"},{"$error":"#REF!"},{"$error":"#REF!"},{"$error":"#REF!"},{"$error":"#REF!"},{"$error":"#REF!"},{"$error":"#REF!"},2,null,{"$f":"'Stormwater Treatment Analysis'!$AC$201","v":{"$error":"#REF!"}}]
[null,"Detention Time (Phos)",{"$f":"'Wet Detention'!AR38+'Floating Island Wet Det'!AP38+IF('Tree Well'!F17=\"Detention\",'Tree Well'!AC71, 0)+IF('Rain Garden'!G12=\"Detention\", 'Rain Garden'!AC79, 0)+IF('User Defined BMP'!F11=\"Detention\", 'User Defined BMP'!AB67, 0)","v":0},{"$f":"'Wet Detention'!AS38+'Floating Island Wet Det'!AQ38+IF('Tree Well'!G17=\"Detention\",'Tree Well'!AD71, 0)+IF('Rain Garden'!H12=\"Detention\", 'Rain Garden'!AD79, 0)+IF('User Defined BMP'!G11=\"Detention\", 'User Defined BMP'!AC67, 0)","v":0},{"$f":"'Wet Detention'!AT38+'Floating Island Wet Det'!AR38+IF('Tree Well'!H17=\"Detention\",'Tree Well'!AE71, 0)+IF('Rain Garden'!I12=\"Detention\", 'Rain Garden'!AE79, 0)+IF('User Defined BMP'!H11=\"Detention\", 'User Defined BMP'!AD67, 0)","v":0},{"$f":"'Wet Detention'!AU38+'Floating Island Wet Det'!AS38+IF('Tree Well'!I17=\"Detention\",'Tree Well'!AF71, 0)+IF('Rain Garden'!J12=\"Detention\", 'Rain Garden'!AF79, 0)+IF('User Defined BMP'!I11=\"Detention\", 'User Defined BMP'!AE67, 0)","v":0},null,null,9,9,9,9,9,9,9,9,2.25,null,{"$f":"'Stormwater Treatment Analysis'!$AC$222","v":{"$error":"#REF!"}},null,{"$error":"#REF!"},{"$error":"#REF!"},{"$error":"#REF!"},{"$error":"#REF!"},{"$error":"#REF!"},{"$error":"#REF!"},{"$error":"#REF!"},{"$error":"#REF!"},2.25,null,{"$f":"'Stormwater Treatment Analysis'!$AC$222","v":{"$error":"#REF!"}}]
[null,"N Effic (Det)",{"$f":"IF(C7=0, Q74, IF(C11=0, 0, IF(OR(D27=\"Yes\", D29=\"Yes\", D33=\"Yes\", 'Underdrain Biofiltration'!$G$16=\"Yes\"), Q74, IF(C9>Q74, Q74-22, Q74-(C9/7)))))","v":0},{"$f":"IF(D7=0, W74, IF(D11=0, 0, IF(OR(E27=\"Yes\", E29=\"Yes\", E33=\"Yes\", 'Underdrain Biofiltration'!$H$16=\"Yes\"), W74, IF(D9>W74, W74-22, W74-(D9/7)))))","v":0},{"$f":"IF(E7=0, AC74, IF(E11=0, 0, IF(OR(F27=\"Yes\", F29=\"Yes\", F33=\"Yes\", 'Underdrain Biofiltration'!$I$16=\"Yes\"), AC74, IF(E9>AC74, AC74-22, AC74-(E9/7)))))","v":0},{"$f":"IF(F7=0, AI74, IF(F11=0, 0, IF(OR(G27=\"Yes\", G29=\"Yes\", G33=\"Yes\", 'Underdrain Biofiltration'!$J$16=\"Yes\"), AI74, IF(F9>AI74, AI74-22, AI74-(F9/7)))))","v":0},null,null,10,10,10,10,10,10,10,10,2.5,null,{"$f":"'Stormwater Treatment Analysis'!$AC$243","v":{"$error":"#REF!"}},null,{"$error":"#REF!"},{"$error":"#REF!"},{"$error":"#REF!"},{"$error":"#REF!"},{"$error":"#REF!"},{"$error":"#REF!"},{"$error":"#REF!"},{"$error":"#REF!"},2.5,null,{"$f":"'Stormwater Treatment Analysis'!$AC$243","v":{"$error":"#REF!"}}]
[null,"P Effic (Det)",{"$f":"IF(C8=0, Q78, IF(C12=0, 0, IF(OR(D27=\"Yes\", D29=\"Yes\", D33=\"Yes\", 'Underdrain Biofiltration'!$G$16=\"Yes\"), Q78, Q78-IF(C10>Q78, 12, (C10/7)))))","v":0},{"$f":"IF(D8=0, W78, IF(D12=0, 0, IF(OR(E27=\"Yes\", E29=\"Yes\", E33=\"Yes\", 'Underdrain Biofiltration'!$H$16=\"Yes\"), W78, W78-IF(D10>W78, 12, (D10/7)))))","v":0},{"$f":"IF(E8=0, AC78, IF(E12=0, 0, IF(OR(F27=\"Yes\", F29=\"Yes\", F33=\"Yes\", 'Underdrain Biofiltration'!$I$16=\"Yes\"), AC78, AC78-IF(E10>AC78, 12, (E10/7)))))","v":0},{"$f":"IF(F8=0, AI78, IF(F12=0, 0, IF(OR(G27=\"Yes\", G29=\"Yes\", G33=\"Yes\", 'Underdrain Biofiltration'!$J$16=\"Yes\"), AI78, AI78-IF(F10>AI78, 12, (F10/7)))))","v":0},null,null,11,11,11,11,11,11,11,11,2.75,null,{"$f":"'Stormwater Treatment Analysis'!$AC$264","v":{"$error":"#REF!"}},null,{"$error":"#REF!"},{"$error":"#REF!"},{"$error":"#REF!"},{"$error":"#REF!"},{"$error":"#REF!"},{"$error":"#REF!"},{"$error":"#REF!"},{"$error":"#REF!"},2.75,null,{"$f":"'Stormwater Treatment Analysis'!$AC$264","v":{"$error":"#REF!"}}]
["Retention","N Mass [kg/yr]",{"$f":"C4*43560*7.481*3.785*(1/1000)*(1/1000)*C5*(1-(C9/100))","v":0},{"$f":"D4*43560*7.481*3.785*(1/1000)*(1/1000)*D5*(1-(D9/100))","v":0},{"$f":"E4*43560*7.481*3.785*(1/1000)*(1/1000)*E5*(1-(E9/100))","v":0},{"$f":"F4*43560*7.481*3.785*(1/1000)*(1/1000)*F5*(1-(F9/100))","v":0},null,null,12,12,12,12,12,12,12,12,3,null,{"$f":"'Stormwater Treatment Analysis'!$AC$285","v":{"$error":"#REF!"}},null,{"$error":"#REF!"},{"$error":"#REF!"},{"$error":"#REF!"},{"$error":"#REF!"},{"$error":"#REF!"},{"$error":"#REF!"},{"$error":"#REF!"},{"$error":"#REF!"},3,null,{"$f":"'Stormwater Treatment Analysis'!$AC$285","v":{"$error":"#REF!"}}]
[null,"P Mass [kg/yr]",{"$f":"C4*43560*7.481*3.785*(1/1000)*(1/1000)*C6*(1-(C10/100))","v":0},{"$f":"D4*43560*7.481*3.785*(1/1000)*(1/1000)*D6*(1-(D10/100))","v":0},{"$f":"E4*43560*7.481*3.785*(1/1000)*(1/1000)*E6*(1-(E10/100))","v":0},{"$f":"F4*43560*7.481*3.785*(1/1000)*(1/1000)*F6*(1-(F10/100))","v":0},null,null,13,13,13,13,13,13,13,13,3.25,null,{"$f":"'Stormwater Treatment Analysis'!$AC$306","v":{"$error":"#REF!"}},null,{"$error":"#REF!"},{"$error":"#REF!"},{"$error":"#REF!"},{"$error":"#REF!"},{"$error":"#REF!"},{"$error":"#REF!"},{"$error":"#REF!"},{"$error":"#REF!"},3.25,null,{"$f":"'Stormwater Treatment Analysis'!$AC$306","v":{"$error":"#REF!"}}]
["Detention","N Mass [kg/yr]",{"$f":"C15*(1-(C13/100))","v":0},{"$f":"D15*(1-(D13/100))","v":0},0,0,null,null,14,14,14,14,14,14,14,14,3.5,null,{"$f":"'Stormwater Treatment Analysis'!$AC$327","v":{"$error":"#REF!"}},null,{"$error":"#REF!"},{"$error":"#REF!"},{"$error":"#REF!"},{"$error":"#REF!"},{"$error":"#REF!"},{"$error":"#REF!"},{"$error":"#REF!"},{"$error":"#REF!"},3.5,null,{"$f":"'Stormwater Treatment Analysis'!$AC$327","v":{"$error":"#REF!"}}]
[null,"P Mass [kg/yr]",0,0,0,0,null,null,15,15,15,15,15,15,15,15,3.75,null,{"$f":"'Stormwater Treatment Analysis'!$AC$348","v":{"$error":"#REF!"}},null,{"$error":"#REF!"},{"$error":"#REF!"},{"$error":"#REF!"},{"$error":"#REF!"},{"$error":"#REF!"},{"$error":"#REF!"},{"$error":"#REF!"},{"$error":"#REF!"},3.75,null,{"$f":"'Stormwater Treatment Analysis'!$AC$348","v":{"$error":"#REF!"}}]
["Efficiency","N [%]",{"$f":"IFERROR((C4*43560*7.481*3.785*(1/1000)*(1/1000)*C5-C17)/(C4*43560*7.481*3.785*(1/1000)*(1/1000)*C5)*100, 0)","v":0},{"$f":"IFERROR((D4*43560*7.481*3.785*(1/1000)*(1/1000)*D5-D17)/(D4*43560*7.481*3.785*(1/1000)*(1/1000)*D5)*100, 0)","v":0},{"$f":"IFERROR((E4*43560*7.481*3.785*(1/1000)*(1/1000)*E5-E17)/(E4*43560*7.481*3.785*(1/1000)*(1/1000)*E5)*100, 0)","v":0},{"$f":"IFERROR((F4*43560*7.481*3.785*(1/1000)*(1/1000)*F5-F17)/(F4*43560*7.481*3.785*(1/1000)*(1/1000)*F5)*100, 0)","v":0},null,null,16,16,16,16,16,16,16,16,4,null,{"$f":"'Stormwater Treatment Analysis'!$AC$369","v":{"$error":"#REF!"}},null,{"$error":"#REF!"},{"$error":"#REF!"},{"$f":"IF(IF(AE19>$D$19,1,0)>0,W18+1,IF(AE19>$D$19,1,0))","v":{"$error":"#REF!"}},{"$error":"#REF!"},{"$error":"#REF!"},{"$error":"#REF!"},{"$error":"#REF!"},{"$error":"#REF!"},4,null,{"$f":"'Stormwater Treatment Analysis'!$AC$369","v":{"$error":"#REF!"}}]
[null,"P[%]",{"$f":"IFERROR((C4*43560*7.481*3.785*(1/1000)*(1/1000)*C6-C18)/(C4*43560*7.481*3.785*(1/1000)*(1/1000)*C6)*100, 0)","v":0},{"$f":"IFERROR((D4*43560*7.481*3.785*(1/1000)*(1/1000)*D6-D18)/(D4*43560*7.481*3.785*(1/1000)*(1/1000)*D6)*100, 0)","v":0},{"$f":"IFERROR((E4*43560*7.481*3.785*(1/1000)*(1/1000)*E6-E18)/(E4*43560*7.481*3.785*(1/1000)*(1/1000)*E6)*100, 0)","v":0},{"$f":"IFERROR((F4*43560*7.481*3.785*(1/1000)*(1/1000)*F6-F18)/(F4*43560*7.481*3.785*(1/1000)*(1/1000)*F6)*100, 0)","v":0}]
["Equivalent Retention Depth","N",{"$f":"AB25","v":0},{"$f":"AB35","v":0},{"$f":"AF25","v":0},{"$f":"AF35","v":0},null,null,null,null,null,null,null,null,"Interpolation for Retention Amount:"]
[null,"P",{"$f":"AB30","v":0},{"$f":"AB40","v":0},{"$f":"AF30","v":0},{"$f":"AF40","v":0},null,null,null,null,null,null,null,null,null,null,null,null,null,null,null,null,null,null,null,null,null,{"$f":"VLOOKUP(0,$U$3:$AE$19,9)","v":0},{"$f":"VLOOKUP(0,$U$3:$AE$19,11)","v":0},null,null,{"$f":"VLOOKUP(0,$Y$3:$AE$19,5)","v":0},{"$f":"VLOOKUP(0,$Y$3:$AE$19,7)","v":0}]
[null,null,null,null,null,null,null,null,null,null,null,null,null,{"$f":"VLOOKUP(0,$I$3:$S$19,9)","v":0},{"$f":"VLOOKUP(0,$I$3:$S$19,11)","v":0},null,{"$f":"VLOOKUP(0,$J$3:$S$19,8)","v":0},{"$f":"VLOOKUP(0,$J$3:$S$19,10)","v":0},null,null,null,null,null,null,null,null,null,{"$f":"VLOOKUP(1,$U$3:$AE$19,9)","v":0},{"$f":"VLOOKUP(1,$U$3:$AE$19,11)","v":0},null,null,{"$f":"VLOOKUP(1,$Y$3:$AE$19,5)","v":0},{"$f":"VLOOKUP(1,$Y$3:$AE$19,7)","v":0}]
[null,null,null,null,null,null,null,null,null,null,null,null,null,{"$f":"VLOOKUP(1,$I$3:$S$19,9)","v":0.25},{"$f":"VLOOKUP(1,$I$3:$S$19,11)","v":{"$error":"#REF!"}},null,{"$f":"VLOOKUP(1,$J$3:$S$19,8)","v":0.25},{"$f":"VLOOKUP(1,$J$3:$S$19,10)","v":{"$error":"#REF!"}}]
[null,null,null,null,null,null,null,null,null,null,null,null,null,null,null,null,null,null,null,null,null,null,null,null,null,null,"Catch 1 N",{"$f":"IF(ISERROR(IF($C$19>AE19,AC19,AC22+(($C$19-AC22)/(AC23-AC22)*(AB23-AB22))))=TRUE,0,(IF($C$19>AE19,AC19,AB22+(($C$19-AC22)/(AC23-AC22)*(AB23-AB22)))))","v":0},null,null,"Catch 3 N",{"$f":"IF(ISERROR(IF($E$19>AE19,AC19,AG22+(($E$19-AG22)/(AG23-AG22)*(AF23-AF22))))=TRUE,0,(IF($E$19>AE19,AC19,AF22+(($E$19-AG22)/(AG23-AG22)*(AF23-AF22)))))","v":0}]
[null,null,null,"Is stormwater harvesting used with wet detention?",null,null,null,null,null,null,null,null,"Catch 1",{"$f":"IF(ISERROR(IF($C$7>Q19,S19,N23+(($C$7-N23)/(N24-N23)*(O24-O23))))=TRUE,0,(IF($C$7>Q19,S19,O23+(($C$7-N23)/(N24-N23)*(O24-O23)))))","v":0},null,null,{"$f":"IF(ISERROR(IF($C$8>Q19,S19,Q23+(($C$8-Q23)/(Q24-Q23)*(R24-R23))))=TRUE,0,(IF($C$8>Q19,S19,R23+(($C$8-Q23)/(Q24-Q23)*(R24-R23)))))","v":0}]
[null,"Is catchment 2 downstream?",{"$f":"IF(OR('Watershed Characteristics'!G5=\"B - 2 Catchment-Series\", 'Watershed Characteristics'!G5=\"D - 3 Catchment-Series\", 'Watershed Characteristics'!G5=\"G - Mixed-3 Catchment-2 Series-Parallel (B)\", 'Watershed Characteristics'!G5=\"H - 4 Catchment-Series\", 'Watershed Characteristics'!G5=\"I - Mixed-4 Catchment-Series (A)\", 'Watershed Characteristics'!G5=\"J - Mixed-4 Catchment-3 Series-Parallel\", 'Watershed Characteristics'!G5=\"M - Mixed-4 Catchment-2 Series\", 'Watershed Characteristics'!G5=\"N - Mixed-4 Catchment-2 Series-2 Parallel\"), \"Yes\", \"No\")","v":"No"},{"$f":"IF(AND('Wet Detention'!I9>0, 'Stormwater Harvesting'!G10>0), \"Yes\", \"No\")","v":"No"},{"$f":"IF(AND('Wet Detention'!J9>0, 'Stormwater Harvesting'!H10>0), \"Yes\", \"No\")","v":"No"},{"$f":"IF(AND('Wet Detention'!K9>0, 'Stormwater Harvesting'!I10>0), \"Yes\", \"No\")","v":"No"},{"$f":"IF(AND('Wet Detention'!L9>0, 'Stormwater Harvesting'!J10>0), \"Yes\", \"No\")","v":"No"},null,null,null,null,null,null,null,null,null,null,null,null,null,null,null,null,null,null,null,null,{"$f":"VLOOKUP(0,$V$3:$AE$19,8)","v":0},{"$f":"VLOOKUP(0,$V$3:$AE$19,10)","v":0},null,null,{"$f":"VLOOKUP(0,$Z$3:$AE$19,4)","v":0},{"$f":"VLOOKUP(0,$Z$3:$AE$19,6)","v":0}]
[null,"Is catchment 3 downstream?",{"$f":"IF(OR('Watershed Characteristics'!G5=\"D - 3 Catchment-Series\", 'Watershed Characteristics'!G5=\"F - Mixed-3 Catchment-2 Series-Parallel (A)\", 'Watershed Characteristics'!G5=\"H - 4 Catchment-Series\", 'Watershed Characteristics'!G5=\"J - Mixed-4 Catchment-3 Series-Parallel\", 'Watershed Characteristics'!G5=\"K - Mixed-4 Catchment-Series (B)\"), \"Yes\", \"No\")","v":"No"},"Is swale block 6 in or less?",null,null,null,null,null,null,null,null,null,{"$f":"VLOOKUP(0,$K$3:$S$19,7)","v":0},{"$f":"VLOOKUP(0,$K$3:$S$19,9)","v":0},null,{"$f":"VLOOKUP(0,$L$3:$S$19,6)","v":0},{"$f":"VLOOKUP(0,$L$3:$S$19,8)","v":0},null,null,null,null,null,null,null,null,null,{"$f":"VLOOKUP(1,$V$3:$AE$19,8)","v":0},{"$f":"VLOOKUP(1,$V$3:$AE$19,10)","v":0},null,null,{"$f":"VLOOKUP(1,$Z$3:$AE$19,4)","v":0},{"$f":"VLOOKUP(1,$Z$3:$AE$19,6)","v":0}]
[null,"Is catchment 4 downstream?",{"$f":"IF(OR('Watershed Characteristics'!G5=\"H - 4 Catchment-Series\", 'Watershed Characteristics'!G5=\"I - Mixed-4 Catchment-Series (A)\", 'Watershed Characteristics'!G5=\"K - Mixed-4 Catchment-Series (B)\", 'Watershed Characteristics'!G5=\"M - Mixed-4 Catchment-2 Series\", 'Watershed Characteristics'!G5=\"O - Mixed-4 Catchment- Parallel- Series\"), \"Yes\", \"No\")","v":"No"},{"$f":"IF(AND(Swale!L10>0, OR(Swale!L22<0.500000000000001, Swale!L16<0.010000000000001)), \"Yes\", \"No\")","v":"No"},{"$f":"IF(AND(Swale!M10>0, OR(Swale!M22<0.500000000000001, Swale!M16<0.010000000000001)), \"Yes\", \"No\")","v":"No"},{"$f":"IF(AND(Swale!N10>0, OR(Swale!N22<0.500000000000001, Swale!N16<0.010000000000001)), \"Yes\", \"No\")","v":"No"},{"$f":"IF(AND(Swale!O10>0, OR(Swale!O22<0.500000000000001, Swale!O16<0.010000000000001)), \"Yes\", \"No\")","v":"No"},null,null,null,null,null,null,{"$f":"VLOOKUP(1,$K$3:$S$19,7)","v":0.25},{"$f":"VLOOKUP(1,$K$3:$S$19,9)","v":{"$error":"#REF!"}},null,{"$f":"VLOOKUP(1,$L$3:$S$19,6)","v":0.25},{"$f":"VLOOKUP(1,$L$3:$S$19,8)","v":{"$error":"#REF!"}}]
[null,null,null,"Is swale used?",null,null,null,null,null,null,null,null,null,null,null,null,null,null,null,null,null,null,null,null,null,null,"Catch 1 P",{"$f":"IF(ISERROR(IF($C$20>AE19,AC19,AC27+(($C$20-AC27)/(AC28-AC27)*(AB28-AB27))))=TRUE,0,(IF($C$20>AE19,AC19,AB27+(($C$20-AC27)/(AC28-AC27)*(AB28-AB27)))))","v":0},null,null,"Catch 3 P",{"$f":"IF(ISERROR(IF($E$20>AE19,AC19,AG27+(($E$20-AG27)/(AG28-AG27)*(AF28-AF27))))=TRUE,0,(IF($E$20>AE19,AC19,AF27+(($E$20-AG27)/(AG28-AG27)*(AF28-AF27)))))","v":0}]
[null,null,null,{"$f":"IF(Swale!L10>0, \"Yes\", \"No\")","v":"No"},{"$f":"IF(Swale!M10>0, \"Yes\", \"No\")","v":"No"},{"$f":"IF(Swale!N10>0, \"Yes\", \"No\")","v":"No"},{"$f":"IF(Swale!O10>0, \"Yes\", \"No\")","v":"No"},null,null,null,null,null,"Catch 2",{"$f":"IF(ISERROR(IF($D$7>Q19,S19,N28+(($D$7-N28)/(N29-N28)*(O29-O28))))=TRUE,0,(IF($D$7>Q19,S19,O28+(($D$7-N28)/(N29-N28)*(O29-O28)))))","v":0},null,null,{"$f":"IF(ISERROR(IF($D$8>Q19,S19,Q28+(($D$8-Q28)/(Q29-Q28)*(R29-R28))))=TRUE,0,(IF($D$8>Q19,S19,R28+(($D$8-Q28)/(Q29-Q28)*(R29-R28)))))","v":0}]
[null,"A - Single Catchment",null,"Is tree wells or raingardens used?",null,null,null,null,null,null,null,null,null,null,null,null,null,null,null,null,null,null,null,null,null,null,null,{"$f":"VLOOKUP(0,$W$3:$AE$19,7)","v":0},{"$f":"VLOOKUP(0,$W$3:$AE$19,9)","v":0},null,null,{"$f":"VLOOKUP(0,$AA$3:$AE$19,3)","v":0},{"$f":"VLOOKUP(0,$AA$3:$AE$19,5)","v":0}]
[null,"B - 2 Catchment-Series",null,{"$f":"IF(OR('Tree Well'!F10>0,'Rain Garden'!G19>0), \"Yes\", \"No\")","v":"No"},{"$f":"IF(OR('Tree Well'!G10>0,'Rain Garden'!H19>0), \"Yes\", \"No\")","v":"No"},{"$f":"IF(OR('Tree Well'!H10>0,'Rain Garden'!I19>0), \"Yes\", \"No\")","v":"No"},{"$f":"IF(OR('Tree Well'!I10>0,'Rain Garden'!J19>0), \"Yes\", \"No\")","v":"No"},null,null,null,null,null,null,{"$f":"VLOOKUP(0,$M$3:$S$19,5)","v":0},{"$f":"VLOOKUP(0,$M$3:$S$19,7)","v":0},null,{"$f":"VLOOKUP(0,$N$3:$S$19,4)","v":0},{"$f":"VLOOKUP(0,$N$3:$S$19,6)","v":0},null,null,null,null,null,null,null,null,null,{"$f":"VLOOKUP(1,$W$3:$AE$19,7)","v":0},{"$f":"VLOOKUP(1,$W$3:$AE$19,9)","v":0},null,null,{"$f":"VLOOKUP(1,$AA$3:$AE$19,3)","v":0},{"$f":"VLOOKUP(1,$AA$3:$AE$19,5)","v":0}]
[null,"C - 2 Catchment-Parallel",null,null,null,null,null,null,null,null,null,null,null,{"$f":"VLOOKUP(1,$M$3:$S$19,5)","v":0.25},{"$f":"VLOOKUP(1,$M$3:$S$19,7)","v":{"$error":"#REF!"}},null,{"$f":"VLOOKUP(1,$N$3:$S$19,4)","v":0.25},{"$f":"VLOOKUP(1,$N$3:$S$19,6)","v":{"$error":"#REF!"}}]
[null,"D - 3 Catchment-Series",null,null,null,null,null,null,null,null,null,null,null,null,null,null,null,null,null,null,null,null,null,null,null,null,"Catch 2 N",{"$f":"IF(ISERROR(IF($D$19>AE19,AC19,AC32+(($D$19-AC32)/(AC33-AC32)*(AB33-AB32))))=TRUE,0,(IF($D$19>AE19,AC19,AB32+(($D$19-AC32)/(AC33-AC32)*(AB33-AB32)))))","v":0},null,null,"Catch 4 N",{"$f":"IF(ISERROR(IF($F$19>AE19,AC19,AG32+(($F$19-AG32)/(AG33-AG32)*(AF33-AF32))))=TRUE,0,(IF($F$19>AE19,AC19,AF32+(($F$19-AG32)/(AG33-AG32)*(AF33-AF32)))))","v":0}]
[null,"E - 3 Catchment-Parallel",null,null,null,null,null,null,null,null,null,null,"Catch 3",{"$f":"IF(ISERROR(IF($E$7>Q19,S19,N33+(($E$7-N33)/(N34-N33)*(O34-O33))))=TRUE,0,(IF($E$7>Q19,S19,O33+(($E$7-N33)/(N34-N33)*(O34-O33)))))","v":0},null,null,{"$f":"IF(ISERROR(IF($E$8>Q19,S19,Q33+(($E$8-Q33)/(Q34-Q33)*(R34-R33))))=TRUE,0,(IF($E$8>Q19,S19,R33+(($E$8-Q33)/(Q34-Q33)*(R34-R33)))))","v":0}]
[null,"F - Mixed-3 Catchment-2 Series-Parallel (A)",null,null,null,null,null,null,null,null,null,null,null,null,null,null,null,null,null,null,null,null,null,null,null,null,null,{"$f":"VLOOKUP(0,$X$3:$AE$19,6)","v":0},{"$f":"VLOOKUP(0,$X$3:$AE$19,8)","v":0},null,null,{"$f":"VLOOKUP(0,$AB$3:$AE$19,2)","v":0},{"$f":"VLOOKUP(0,$AB$3:$AE$19,4)","v":0}]
[null,"G - Mixed-3 Catchment-2 Series-Parallel (B)",null,null,null,null,null,null,null,null,null,null,null,{"$f":"VLOOKUP(0,$O$3:$S$19,3)","v":0},{"$f":"VLOOKUP(0,$O$3:$S$19,5)","v":0},null,{"$f":"VLOOKUP(0,$P$3:$S$19,2)","v":0},{"$f":"VLOOKUP(0,$P$3:$S$19,4)","v":0},null,null,null,null,null,null,null,null,null,{"$f":"VLOOKUP(1,$X$3:$AE$19,6)","v":0},{"$f":"VLOOKUP(1,$X$3:$AE$19,8)","v":0},null,null,{"$f":"VLOOKUP(1,$AB$3:$AE$19,2)","v":0},{"$f":"VLOOKUP(1,$AB$3:$AE$19,4)","v":0}]
[null,"H - 4 Catchment-Series",null,null,null,null,null,null,null,null,null,null,null,{"$f":"VLOOKUP(1,$O$3:$S$19,3)","v":0.25},{"$f":"VLOOKUP(1,$O$3:$S$19,5)","v":{"$error":"#REF!"}},null,{"$f":"VLOOKUP(1,$P$3:$S$19,2)","v":0.25},{"$f":"VLOOKUP(1,$P$3:$S$19,4)","v":{"$error":"#REF!"}}]
[null,"I - Mixed-4 Catchment-Series (A)",null,null,null,null,null,null,null,null,null,null,null,null,null,null,null,null,null,null,null,null,null,null,null,null,"Catch 2 P",{"$f":"IF(ISERROR(IF($D$20>AE19,AC19,AC37+(($D$20-AC37)/(AC38-AC37)*(AB38-AB37))))=TRUE,0,(IF($D$20>AE19,AC19,AB37+(($D$20-AC37)/(AC38-AC37)*(AB38-AB37)))))","v":0},null,null,"Catch 4 P",{"$f":"IF(ISERROR(IF($F$20>AE19,AC19,AG37+(($F$20-AG37)/(AG38-AG37)*(AF38-AF37))))=TRUE,0,(IF($F$20>AE19,AC19,AF37+(($F$20-AG37)/(AG38-AG37)*(AF38-AF37)))))","v":0}]
[null,"J - Mixed-4 Catchment-3 Series-Parallel",null,null,null,null,null,null,null,null,null,null,"Catch 4",{"$f":"IF(ISERROR(IF($F$7>Q19,S19,N38+(($F$7-N38)/(N39-N38)*(O39-O38))))=TRUE,0,(IF($F$7>Q19,S19,O38+(($F$7-N38)/(N39-N38)*(O39-O38)))))","v":0},null,null,{"$f":"IF(ISERROR(IF($F$8>Q19,S19,Q38+(($F$8-Q38)/(Q39-Q38)*(R39-R38))))=TRUE,0,(IF($F$8>Q19,S19,R38+(($F$8-Q38)/(Q39-Q38)*(R39-R38)))))","v":0}]
[null,"K - Mixed-4 Catchment-Series (B)"]
[null,"L - 4 Catchment-Parallel"]
[null,"M - Mixed-4 Catchment-2 Series",null,null,null,null,null,null,null,null,"Detention"]
[null,"N - Mixed-4 Catchment-2 Series-2 Parallel",null,null,null,null,null,null,null,null,"Catchment 1",null,null,null,null,null,null,null,null,"Catchment 2",null,null,null,null,null,"Catchment 3",null,null,null,null,null,"Catchment 4"]
[]
[null,null,null,null,null,null,null,null,null,null,null,null,null,null,"RT:",null,"P:","N:",null,null,null,"RT:","P:","N:",null,null,null,"RT:","P:","N:",null,null,null,"RT:","P:","N:"]
[null,null,null,null,null,null,null,null,null,null,0,null,0,null,0,null,0,0,null,0,0,0,0,0,null,0,0,0,0,0,null,0,0,0,0,0]
[null,null,null,null,null,null,null,null,null,null,{"$f":"IF(IF(O49>=$C$11,1,0)>0,K48+1,IF(O49>=$C$11,1,0))","v":1},null,{"$f":"IF(IF(O49>=$C$12,1,0)>0,M48+1,IF(O49>=$C$12,1,0))","v":1},null,2,null,{"$f":"IF('Multiple Catchment'!$AR$21=1, 'Wet Detention'!AN4, IF('Multiple Catchment'!$AR$21=2, 'Floating Island Wet Det'!AJ4, \"\"))","v":""},{"$f":"IF('Multiple Catchment'!$AR$21=1, 'Wet Detention'!AO4, IF('Multiple Catchment'!$AR$21=2, 'Floating Island Wet Det'!AK4, \"\"))","v":""},null,{"$f":"IF(IF(V49>=$D$11,1,0)>0,T48+1,IF(V49>=$D$11,1,0))","v":1},{"$f":"IF(IF(V49>=$D$12,1,0)>0,U48+1,IF(V49>=$D$12,1,0))","v":1},2,{"$f":"IF('Multiple Catchment'!$AW$21=1, 'Wet Detention'!BA4, IF('Multiple Catchment'!$AW$21=2, 'Floating Island Wet Det'!AX4, \"\"))","v":""},{"$f":"IF('Multiple Catchment'!$AW$21=1, 'Wet Detention'!BB4, IF('Multiple Catchment'!$AW$21=2, 'Floating Island Wet Det'!AY4, \"\"))","v":""},null,{"$f":"IF(IF(AB49>=$E$11,1,0)>0,Z48+1,IF(AB49>=$E$11,1,0))","v":1},{"$f":"IF(IF(AB49>=$E$12,1,0)>0,AA48+1,IF(AB49>=$E$12,1,0))","v":1},2,{"$f":"IF('Multiple Catchment'!$BB$21=1, 'Wet Detention'!BN4, IF('Multiple Catchment'!$BB$21=2, 'Floating Island Wet Det'!BL4, \"\"))","v":""},{"$f":"IF('Multiple Catchment'!$BB$21=1, 'Wet Detention'!BO4, IF('Multiple Catchment'!$BB$21=2, 'Floating Island Wet Det'!BM4, \"\"))","v":""},null,{"$f":"IF(IF(AH49>=$F$11,1,0)>0,AF48+1,IF(AH49>=$F$11,1,0))","v":1},{"$f":"IF(IF(AH49>=$F$12,1,0)>0,AG48+1,IF(AH49>=$F$12,1,0))","v":1},2,{"$f":"IF('Multiple Catchment'!$BG$21=1, 'Wet Detention'!CA4, IF('Multiple Catchment'!$BG$21=2, 'Floating Island Wet Det'!BZ4, \"\"))","v":""},{"$f":"IF('Multiple Catchment'!$BG$21=1, 'Wet Detention'!CB4, IF('Multiple Catchment'!$BG$21=2, 'Floating Island Wet Det'!CA4, \"\"))","v":""}]
[null,null,null,null,null,null,null,null,null,null,{"$f":"IF(IF(O50>=$C$11,1,0)>0,K49+1,IF(O50>=$C$11,1,0))","v":2},null,{"$f":"IF(IF(O50>=$C$12,1,0)>0,M49+1,IF(O50>=$C$12,1,0))","v":2},null,4,null,{"$f":"IF('Multiple Catchment'!$AR$21=1, 'Wet Detention'!AN5, IF('Multiple Catchment'!$AR$21=2, 'Floating Island Wet Det'!AJ5, \"\"))","v":""},{"$f":"IF('Multiple Catchment'!$AR$21=1, 'Wet Detention'!AO5, IF('Multiple Catchment'!$AR$21=2, 'Floating Island Wet Det'!AK5, \"\"))","v":""},null,{"$f":"IF(IF(V50>=$D$11,1,0)>0,T49+1,IF(V50>=$D$11,1,0))","v":2},{"$f":"IF(IF(V50>=$D$12,1,0)>0,U49+1,IF(V50>=$D$12,1,0))","v":2},4,{"$f":"IF('Multiple Catchment'!$AW$21=1, 'Wet Detention'!BA5, IF('Multiple Catchment'!$AW$21=2, 'Floating Island Wet Det'!AX5, \"\"))","v":""},{"$f":"IF('Multiple Catchment'!$AW$21=1, 'Wet Detention'!BB5, IF('Multiple Catchment'!$AW$21=2, 'Floating Island Wet Det'!AY5, \"\"))","v":""},null,{"$f":"IF(IF(AB50>=$E$11,1,0)>0,Z49+1,IF(AB50>=$E$11,1,0))","v":2},{"$f":"IF(IF(AB50>=$E$12,1,0)>0,AA49+1,IF(AB50>=$E$12,1,0))","v":2},4,{"$f":"IF('Multiple Catchment'!$BB$21=1, 'Wet Detention'!BN5, IF('Multiple Catchment'!$BB$21=2, 'Floating Island Wet Det'!BL5, \"\"))","v":""},{"$f":"IF('Multiple Catchment'!$BB$21=1, 'Wet Detention'!BO5, IF('Multiple Catchment'!$BB$21=2, 'Floating Island Wet Det'!BM5, \"\"))","v":""},null,{"$f":"IF(IF(AH50>=$F$11,1,0)>0,AF49+1,IF(AH50>=$F$11,1,0))","v":2},{"$f":"IF(IF(AH50>=$F$12,1,0)>0,AG49+1,IF(AH50>=$F$12,1,0))","v":2},4,{"$f":"IF('Multiple Catchment'!$BG$21=1, 'Wet Detention'!CA5, IF('Multiple Catchment'!$BG$21=2, 'Floating Island Wet Det'!BZ5, \"\"))","v":""},{"$f":"IF('Multiple Catchment'!$BG$21=1, 'Wet Detention'!CB5, IF('Multiple Catchment'!$BG$21=2, 'Floating Island Wet Det'!CA5, \"\"))","v":""}]
[null,null,null,null,null,null,null,null,null,null,3,null,3,null,6,null,{"$f":"IF('Multiple Catchment'!$AR$21=1, 'Wet Detention'!AN6, IF('Multiple Catchment'!$AR$21=2, 'Floating Island Wet Det'!AJ6, \"\"))","v":""},{"$f":"IF('Multiple Catchment'!$AR$21=1, 'Wet Detention'!AO6, IF('Multiple Catchment'!$AR$21=2, 'Floating Island Wet Det'!AK6, \"\"))","v":""},null,3,3,6,{"$f":"IF('Multiple Catchment'!$AW$21=1, 'Wet Detention'!BA6, IF('Multiple Catchment'!$AW$21=2, 'Floating Island Wet Det'!AX6, \"\"))","v":""},{"$f":"IF('Multiple Catchment'!$AW$21=1, 'Wet Detention'!BB6, IF('Multiple Catchment'!$AW$21=2, 'Floating Island Wet Det'!AY6, \"\"))","v":""},null,3,3,6,{"$f":"IF('Multiple Catchment'!$BB$21=1, 'Wet Detention'!BN6, IF('Multiple Catchment'!$BB$21=2, 'Floating Island Wet Det'!BL6, \"\"))","v":""},{"$f":"IF('Multiple Catchment'!$BB$21=1, 'Wet Detention'!BO6, IF('Multiple Catchment'!$BB$21=2, 'Floating Island Wet Det'!BM6, \"\"))","v":""},null,3,3,6,{"$f":"IF('Multiple Catchment'!$BG$21=1, 'Wet Detention'!CA6, IF('Multiple Catchment'!$BG$21=2, 'Floating Island Wet Det'!BZ6, \"\"))","v":""},{"$f":"IF('Multiple Catchment'!$BG$21=1, 'Wet Detention'!CB6, IF('Multiple Catchment'!$BG$21=2, 'Floating Island Wet Det'!CA6, \"\"))","v":""}]
[null,null,null,null,null,null,null,null,null,null,4,null,4,null,8,null,{"$f":"IF('Multiple Catchment'!$AR$21=1, 'Wet Detention'!AN7, IF('Multiple Catchment'!$AR$21=2, 'Floating Island Wet Det'!AJ7, \"\"))","v":""},{"$f":"IF('Multiple Catchment'!$AR$21=1, 'Wet Detention'!AO7, IF('Multiple Catchment'!$AR$21=2, 'Floating Island Wet Det'!AK7, \"\"))","v":""},null,4,4,8,{"$f":"IF('Multiple Catchment'!$AW$21=1, 'Wet Detention'!BA7, IF('Multiple Catchment'!$AW$21=2, 'Floating Island Wet Det'!AX7, \"\"))","v":""},{"$f":"IF('Multiple Catchment'!$AW$21=1, 'Wet Detention'!BB7, IF('Multiple Catchment'!$AW$21=2, 'Floating Island Wet Det'!AY7, \"\"))","v":""},null,4,4,8,{"$f":"IF('Multiple Catchment'!$BB$21=1, 'Wet Detention'!BN7, IF('Multiple Catchment'!$BB$21=2, 'Floating Island Wet Det'!BL7, \"\"))","v":""},{"$f":"IF('Multiple Catchment'!$BB$21=1, 'Wet Detention'!BO7, IF('Multiple Catchment'!$BB$21=2, 'Floating Island Wet Det'!BM7, \"\"))","v":""},null,4,4,8,{"$f":"IF('Multiple Catchment'!$BG$21=1, 'Wet Detention'!CA7, IF('Multiple Catchment'!$BG$21=2, 'Floating Island Wet Det'!BZ7, \"\"))","v":""},{"$f":"IF('Multiple Catchment'!$BG$21=1, 'Wet Detention'!CB7, IF('Multiple Catchment'!$BG$21=2, 'Floating Island Wet Det'!CA7, \"\"))","v":""}]
[null,null,null,null,null,null,null,null,null,null,5,null,5,null,10,null,{"$f":"IF('Multiple Catchment'!$AR$21=1, 'Wet Detention'!AN8, IF('Multiple Catchment'!$AR$21=2, 'Floating Island Wet Det'!AJ8, \"\"))","v":""},{"$f":"IF('Multiple Catchment'!$AR$21=1, 'Wet Detention'!AO8, IF('Multiple Catchment'!$AR$21=2, 'Floating Island Wet Det'!AK8, \"\"))","v":""},null,5,5,10,{"$f":"IF('Multiple Catchment'!$AW$21=1, 'Wet Detention'!BA8, IF('Multiple Catchment'!$AW$21=2, 'Floating Island Wet Det'!AX8, \"\"))","v":""},{"$f":"IF('Multiple Catchment'!$AW$21=1, 'Wet Detention'!BB8, IF('Multiple Catchment'!$AW$21=2, 'Floating Island Wet Det'!AY8, \"\"))","v":""},null,5,5,10,{"$f":"IF('Multiple Catchment'!$BB$21=1, 'Wet Detention'!BN8, IF('Multiple Catchment'!$BB$21=2, 'Floating Island Wet Det'!BL8, \"\"))","v":""},{"$f":"IF('Multiple Catchment'!$BB$21=1, 'Wet Detention'!BO8, IF('Multiple Catchment'!$BB$21=2, 'Floating Island Wet Det'!BM8, \"\"))","v":""},null,5,5,10,{"$f":"IF('Multiple Catchment'!$BG$21=1, 'Wet Detention'!CA8, IF('Multiple Catchment'!$BG$21=2, 'Floating Island Wet Det'!BZ8, \"\"))","v":""},{"$f":"IF('Multiple Catchment'!$BG$21=1, 'Wet Detention'!CB8, IF('Multiple Catchment'!$BG$21=2, 'Floating Island Wet Det'!CA8, \"\"))","v":""}]
[null,null,null,null,null,null,null,null,null,null,6,null,6,null,15,null,{"$f":"IF('Multiple Catchment'!$AR$21=1, 'Wet Detention'!AN9, IF('Multiple Catchment'!$AR$21=2, 'Floating Island Wet Det'!AJ9, \"\"))","v":""},{"$f":"IF('Multiple Catchment'!$AR$21=1, 'Wet Detention'!AO9, IF('Multiple Catchment'!$AR$21=2, 'Floating Island Wet Det'!AK9, \"\"))","v":""},null,6,6,15,{"$f":"IF('Multiple Catchment'!$AW$21=1, 'Wet Detention'!BA9, IF('Multiple Catchment'!$AW$21=2, 'Floating Island Wet Det'!AX9, \"\"))","v":""},{"$f":"IF('Multiple Catchment'!$AW$21=1, 'Wet Detention'!BB9, IF('Multiple Catchment'!$AW$21=2, 'Floating Island Wet Det'!AY9, \"\"))","v":""},null,6,6,15,{"$f":"IF('Multiple Catchment'!$BB$21=1, 'Wet Detention'!BN9, IF('Multiple Catchment'!$BB$21=2, 'Floating Island Wet Det'!BL9, \"\"))","v":""},{"$f":"IF('Multiple Catchment'!$BB$21=1, 'Wet Detention'!BO9, IF('Multiple Catchment'!$BB$21=2, 'Floating Island Wet Det'!BM9, \"\"))","v":""},null,6,6,15,{"$f":"IF('Multiple Catchment'!$BG$21=1, 'Wet Detention'!CA9, IF('Multiple Catchment'!$BG$21=2, 'Floating Island Wet Det'!BZ9, \"\"))","v":""},{"$f":"IF('Multiple Catchment'!$BG$21=1, 'Wet Detention'!CB9, IF('Multiple Catchment'!$BG$21=2, 'Floating Island Wet Det'!CA9, \"\"))","v":""}]
[null,null,null,null,null,null,null,null,null,null,7,null,7,null,20,null,{"$f":"IF('Multiple Catchment'!$AR$21=1, 'Wet Detention'!AN10, IF('Multiple Catchment'!$AR$21=2, 'Floating Island Wet Det'!AJ10, \"\"))","v":""},{"$f":"IF('Multiple Catchment'!$AR$21=1, 'Wet Detention'!AO10, IF('Multiple Catchment'!$AR$21=2, 'Floating Island Wet Det'!AK10, \"\"))","v":""},null,7,7,20,{"$f":"IF('Multiple Catchment'!$AW$21=1, 'Wet Detention'!BA10, IF('Multiple Catchment'!$AW$21=2, 'Floating Island Wet Det'!AX10, \"\"))","v":""},{"$f":"IF('Multiple Catchment'!$AW$21=1, 'Wet Detention'!BB10, IF('Multiple Catchment'!$AW$21=2, 'Floating Island Wet Det'!AY10, \"\"))","v":""},null,7,7,20,{"$f":"IF('Multiple Catchment'!$BB$21=1, 'Wet Detention'!BN10, IF('Multiple Catchment'!$BB$21=2, 'Floating Island Wet Det'!BL10, \"\"))","v":""},{"$f":"IF('Multiple Catchment'!$BB$21=1, 'Wet Detention'!BO10, IF('Multiple Catchment'!$BB$21=2, 'Floating Island Wet Det'!BM10, \"\"))","v":""},null,7,7,20,{"$f":"IF('Multiple Catchment'!$BG$21=1, 'Wet Detention'!CA10, IF('Multiple Catchment'!$BG$21=2, 'Floating Island Wet Det'!BZ10, \"\"))","v":""},{"$f":"IF('Multiple Catchment'!$BG$21=1, 'Wet Detention'!CB10, IF('Multiple Catchment'!$BG$21=2, 'Floating Island Wet Det'!CA10, \"\"))","v":""}]
[null,null,null,null,null,null,null,null,null,null,8,null,8,null,25,null,{"$f":"IF('Multiple Catchment'!$AR$21=1, 'Wet Detention'!AN11, IF('Multiple Catchment'!$AR$21=2, 'Floating Island Wet Det'!AJ11, \"\"))","v":""},{"$f":"IF('Multiple Catchment'!$AR$21=1, 'Wet Detention'!AO11, IF('Multiple Catchment'!$AR$21=2, 'Floating Island Wet Det'!AK11, \"\"))","v":""},null,8,8,25,{"$f":"IF('Multiple Catchment'!$AW$21=1, 'Wet Detention'!BA11, IF('Multiple Catchment'!$AW$21=2, 'Floating Island Wet Det'!AX11, \"\"))","v":""},{"$f":"IF('Multiple Catchment'!$AW$21=1, 'Wet Detention'!BB11, IF('Multiple Catchment'!$AW$21=2, 'Floating Island Wet Det'!AY11, \"\"))","v":""},null,8,8,25,{"$f":"IF('Multiple Catchment'!$BB$21=1, 'Wet Detention'!BN11, IF('Multiple Catchment'!$BB$21=2, 'Floating Island Wet Det'!BL11, \"\"))","v":""},{"$f":"IF('Multiple Catchment'!$BB$21=1, 'Wet Detention'!BO11, IF('Multiple Catchment'!$BB$21=2, 'Floating Island Wet Det'!BM11, \"\"))","v":""},null,8,8,25,{"$f":"IF('Multiple Catchment'!$BG$21=1, 'Wet Detention'!CA11, IF('Multiple Catchment'!$BG$21=2, 'Floating Island Wet Det'!BZ11, \"\"))","v":""},{"$f":"IF('Multiple Catchment'!$BG$21=1, 'Wet Detention'!CB11, IF('Multiple Catchment'!$BG$21=2, 'Floating Island Wet Det'!CA11, \"\"))","v":""}]
[null,null,null,null,null,null,null,null,null,null,9,null,9,null,30,null,{"$f":"IF('Multiple Catchment'!$AR$21=1, 'Wet Detention'!AN12, IF('Multiple Catchment'!$AR$21=2, 'Floating Island Wet Det'!AJ12, \"\"))","v":""},{"$f":"IF('Multiple Catchment'!$AR$21=1, 'Wet Detention'!AO12, IF('Multiple Catchment'!$AR$21=2, 'Floating Island Wet Det'!AK12, \"\"))","v":""},null,9,9,30,{"$f":"IF('Multiple Catchment'!$AW$21=1, 'Wet Detention'!BA12, IF('Multiple Catchment'!$AW$21=2, 'Floating Island Wet Det'!AX12, \"\"))","v":""},{"$f":"IF('Multiple Catchment'!$AW$21=1, 'Wet Detention'!BB12, IF('Multiple Catchment'!$AW$21=2, 'Floating Island Wet Det'!AY12, \"\"))","v":""},null,9,9,30,{"$f":"IF('Multiple Catchment'!$BB$21=1, 'Wet Detention'!BN12, IF('Multiple Catchment'!$BB$21=2, 'Floating Island Wet Det'!BL12, \"\"))","v":""},{"$f":"IF('Multiple Catchment'!$BB$21=1, 'Wet Detention'!BO12, IF('Multiple Catchment'!$BB$21=2, 'Floating Island Wet Det'!BM12, \"\"))","v":""},null,9,9,30,{"$f":"IF('Multiple Catchment'!$BG$21=1, 'Wet Detention'!CA12, IF('Multiple Catchment'!$BG$21=2, 'Floating Island Wet Det'!BZ12, \"\"))","v":""},{"$f":"IF('Multiple Catchment'!$BG$21=1, 'Wet Detention'!CB12, IF('Multiple Catchment'!$BG$21=2, 'Floating Island Wet Det'!CA12, \"\"))","v":""}]
[null,null,null,null,null,null,null,null,null,null,10,null,10,null,35,null,{"$f":"IF('Multiple Catchment'!$AR$21=1, 'Wet Detention'!AN13, IF('Multiple Catchment'!$AR$21=2, 'Floating Island Wet Det'!AJ13, \"\"))","v":""},{"$f":"IF('Multiple Catchment'!$AR$21=1, 'Wet Detention'!AO13, IF('Multiple Catchment'!$AR$21=2, 'Floating Island Wet Det'!AK13, \"\"))","v":""},null,10,10,35,{"$f":"IF('Multiple Catchment'!$AW$21=1, 'Wet Detention'!BA13, IF('Multiple Catchment'!$AW$21=2, 'Floating Island Wet Det'!AX13, \"\"))","v":""},{"$f":"IF('Multiple Catchment'!$AW$21=1, 'Wet Detention'!BB13, IF('Multiple Catchment'!$AW$21=2, 'Floating Island Wet Det'!AY13, \"\"))","v":""},null,10,10,35,{"$f":"IF('Multiple Catchment'!$BB$21=1, 'Wet Detention'!BN13, IF('Multiple Catchment'!$BB$21=2, 'Floating Island Wet Det'!BL13, \"\"))","v":""},{"$f":"IF('Multiple Catchment'!$BB$21=1, 'Wet Detention'!BO13, IF('Multiple Catchment'!$BB$21=2, 'Floating Island Wet Det'!BM13, \"\"))","v":""},null,10,10,35,{"$f":"IF('Multiple Catchment'!$BG$21=1, 'Wet Detention'!CA13, IF('Multiple Catchment'!$BG$21=2, 'Floating Island Wet Det'!BZ13, \"\"))","v":""},{"$f":"IF('Multiple Catchment'!$BG$21=1, 'Wet Detention'!CB13, IF('Multiple Catchment'!$BG$21=2, 'Floating Island Wet Det'!CA13, \"\"))","v":""}]
[null,null,null,null,null,null,null,null,null,null,11,null,11,null,40,null,{"$f":"IF('Multiple Catchment'!$AR$21=1, 'Wet Detention'!AN14, IF('Multiple Catchment'!$AR$21=2, 'Floating Island Wet Det'!AJ14, \"\"))","v":""},{"$f":"IF('Multiple Catchment'!$AR$21=1, 'Wet Detention'!AO14, IF('Multiple Catchment'!$AR$21=2, 'Floating Island Wet Det'!AK14, \"\"))","v":""},null,11,11,40,{"$f":"IF('Multiple Catchment'!$AW$21=1, 'Wet Detention'!BA14, IF('Multiple Catchment'!$AW$21=2, 'Floating Island Wet Det'!AX14, \"\"))","v":""},{"$f":"IF('Multiple Catchment'!$AW$21=1, 'Wet Detention'!BB14, IF('Multiple Catchment'!$AW$21=2, 'Floating Island Wet Det'!AY14, \"\"))","v":""},null,11,11,40,{"$f":"IF('Multiple Catchment'!$BB$21=1, 'Wet Detention'!BN14, IF('Multiple Catchment'!$BB$21=2, 'Floating Island Wet Det'!BL14, \"\"))","v":""},{"$f":"IF('Multiple Catchment'!$BB$21=1, 'Wet Detention'!BO14, IF('Multiple Catchment'!$BB$21=2, 'Floating Island Wet Det'!BM14, \"\"))","v":""},null,11,11,40,{"$f":"IF('Multiple Catchment'!$BG$21=1, 'Wet Detention'!CA14, IF('Multiple Catchment'!$BG$21=2, 'Floating Island Wet Det'!BZ14, \"\"))","v":""},{"$f":"IF('Multiple Catchment'!$BG$21=1, 'Wet Detention'!CB14, IF('Multiple Catchment'!$BG$21=2, 'Floating Island Wet Det'!CA14, \"\"))","v":""}]
[null,null,null,null,null,null,null,null,null,null,12,null,12,null,45,null,{"$f":"IF('Multiple Catchment'!$AR$21=1, 'Wet Detention'!AN15, IF('Multiple Catchment'!$AR$21=2, 'Floating Island Wet Det'!AJ15, \"\"))","v":""},{"$f":"IF('Multiple Catchment'!$AR$21=1, 'Wet Detention'!AO15, IF('Multiple Catchment'!$AR$21=2, 'Floating Island Wet Det'!AK15, \"\"))","v":""},null,12,12,45,{"$f":"IF('Multiple Catchment'!$AW$21=1, 'Wet Detention'!BA15, IF('Multiple Catchment'!$AW$21=2, 'Floating Island Wet Det'!AX15, \"\"))","v":""},{"$f":"IF('Multiple Catchment'!$AW$21=1, 'Wet Detention'!BB15, IF('Multiple Catchment'!$AW$21=2, 'Floating Island Wet Det'!AY15, \"\"))","v":""},null,12,12,45,{"$f":"IF('Multiple Catchment'!$BB$21=1, 'Wet Detention'!BN15, IF('Multiple Catchment'!$BB$21=2, 'Floating Island Wet Det'!BL15, \"\"))","v":""},{"$f":"IF('Multiple Catchment'!$BB$21=1, 'Wet Detention'!BO15, IF('Multiple Catchment'!$BB$21=2, 'Floating Island Wet Det'!BM15, \"\"))","v":""},null,12,12,45,{"$f":"IF('Multiple Catchment'!$BG$21=1, 'Wet Detention'!CA15, IF('Multiple Catchment'!$BG$21=2, 'Floating Island Wet Det'!BZ15, \"\"))","v":""},{"$f":"IF('Multiple Catchment'!$BG$21=1, 'Wet Detention'!CB15, IF('Multiple Catchment'!$BG$21=2, 'Floating Island Wet Det'!CA15, \"\"))","v":""}]
[null,null,null,null,null,null,null,null,null,null,13,null,13,null,50,null,{"$f":"IF('Multiple Catchment'!$AR$21=1, 'Wet Detention'!AN16, IF('Multiple Catchment'!$AR$21=2, 'Floating Island Wet Det'!AJ16, \"\"))","v":""},{"$f":"IF('Multiple Catchment'!$AR$21=1, 'Wet Detention'!AO16, IF('Multiple Catchment'!$AR$21=2, 'Floating Island Wet Det'!AK16, \"\"))","v":""},null,13,13,50,{"$f":"IF('Multiple Catchment'!$AW$21=1, 'Wet Detention'!BA16, IF('Multiple Catchment'!$AW$21=2, 'Floating Island Wet Det'!AX16, \"\"))","v":""},{"$f":"IF('Multiple Catchment'!$AW$21=1, 'Wet Detention'!BB16, IF('Multiple Catchment'!$AW$21=2, 'Floating Island Wet Det'!AY16, \"\"))","v":""},null,13,13,50,{"$f":"IF('Multiple Catchment'!$BB$21=1, 'Wet Detention'!BN16, IF('Multiple Catchment'!$BB$21=2, 'Floating Island Wet Det'!BL16, \"\"))","v":""},{"$f":"IF('Multiple Catchment'!$BB$21=1, 'Wet Detention'!BO16, IF('Multiple Catchment'!$BB$21=2, 'Floating Island Wet Det'!BM16, \"\"))","v":""},null,13,13,50,{"$f":"IF('Multiple Catchment'!$BG$21=1, 'Wet Detention'!CA16, IF('Multiple Catchment'!$BG$21=2, 'Floating Island Wet Det'!BZ16, \"\"))","v":""},{"$f":"IF('Multiple Catchment'!$BG$21=1, 'Wet Detention'!CB16, IF('Multiple Catchment'!$BG$21=2, 'Floating Island Wet Det'!CA16, \"\"))","v":""}]
[null,null,null,null,null,null,null,null,null,null,14,null,14,null,60,null,{"$f":"IF('Multiple Catchment'!$AR$21=1, 'Wet Detention'!AN17, IF('Multiple Catchment'!$AR$21=2, 'Floating Island Wet Det'!AJ17, \"\"))","v":""},{"$f":"IF('Multiple Catchment'!$AR$21=1, 'Wet Detention'!AO17, IF('Multiple Catchment'!$AR$21=2, 'Floating Island Wet Det'!AK17, \"\"))","v":""},null,14,14,60,{"$f":"IF('Multiple Catchment'!$AW$21=1, 'Wet Detention'!BA17, IF('Multiple Catchment'!$AW$21=2, 'Floating Island Wet Det'!AX17, \"\"))","v":""},{"$f":"IF('Multiple Catchment'!$AW$21=1, 'Wet Detention'!BB17, IF('Multiple Catchment'!$AW$21=2, 'Floating Island Wet Det'!AY17, \"\"))","v":""},null,14,14,60,{"$f":"IF('Multiple Catchment'!$BB$21=1, 'Wet Detention'!BN17, IF('Multiple Catchment'!$BB$21=2, 'Floating Island Wet Det'!BL17, \"\"))","v":""},{"$f":"IF('Multiple Catchment'!$BB$21=1, 'Wet Detention'!BO17, IF('Multiple Catchment'!$BB$21=2, 'Floating Island Wet Det'!BM17, \"\"))","v":""},null,14,14,60,{"$f":"IF('Multiple Catchment'!$BG$21=1, 'Wet Detention'!CA17, IF('Multiple Catchment'!$BG$21=2, 'Floating Island Wet Det'!BZ17, \"\"))","v":""},{"$f":"IF('Multiple Catchment'!$BG$21=1, 'Wet Detention'!CB17, IF('Multiple Catchment'!$BG$21=2, 'Floating Island Wet Det'!CA17, \"\"))","v":""}]
[null,null,null,null,null,null,null,null,null,null,15,null,15,null,70,null,{"$f":"IF('Multiple Catchment'!$AR$21=1, 'Wet Detention'!AN18, IF('Multiple Catchment'!$AR$21=2, 'Floating Island Wet Det'!AJ18, \"\"))","v":""},{"$f":"IF('Multiple Catchment'!$AR$21=1, 'Wet Detention'!AO18, IF('Multiple Catchment'!$AR$21=2, 'Floating Island Wet Det'!AK18, \"\"))","v":""},null,15,15,70,{"$f":"IF('Multiple Catchment'!$AW$21=1, 'Wet Detention'!BA18, IF('Multiple Catchment'!$AW$21=2, 'Floating Island Wet Det'!AX18, \"\"))","v":""},{"$f":"IF('Multiple Catchment'!$AW$21=1, 'Wet Detention'!BB18, IF('Multiple Catchment'!$AW$21=2, 'Floating Island Wet Det'!AY18, \"\"))","v":""},null,15,15,70,{"$f":"IF('Multiple Catchment'!$BB$21=1, 'Wet Detention'!BN18, IF('Multiple Catchment'!$BB$21=2, 'Floating Island Wet Det'!BL18, \"\"))","v":""},{"$f":"IF('Multiple Catchment'!$BB$21=1, 'Wet Detention'!BO18, IF('Multiple Catchment'!$BB$21=2, 'Floating Island Wet Det'!BM18, \"\"))","v":""},null,15,15,70,{"$f":"IF('Multiple Catchment'!$BG$21=1, 'Wet Detention'!CA18, IF('Multiple Catchment'!$BG$21=2, 'Floating Island Wet Det'!BZ18, \"\"))","v":""},{"$f":"IF('Multiple Catchment'!$BG$21=1, 'Wet Detention'!CB18, IF('Multiple Catchment'!$BG$21=2, 'Floating Island Wet Det'!CA18, \"\"))","v":""}]
[null,null,null,null,null,null,null,null,null,null,16,null,16,null,80,null,{"$f":"IF('Multiple Catchment'!$AR$21=1, 'Wet Detention'!AN19, IF('Multiple Catchment'!$AR$21=2, 'Floating Island Wet Det'!AJ19, \"\"))","v":""},{"$f":"IF('Multiple Catchment'!$AR$21=1, 'Wet Detention'!AO19, IF('Multiple Catchment'!$AR$21=2, 'Floating Island Wet Det'!AK19, \"\"))","v":""},null,16,16,80,{"$f":"IF('Multiple Catchment'!$AW$21=1, 'Wet Detention'!BA19, IF('Multiple Catchment'!$AW$21=2, 'Floating Island Wet Det'!AX19, \"\"))","v":""},{"$f":"IF('Multiple Catchment'!$AW$21=1, 'Wet Detention'!BB19, IF('Multiple Catchment'!$AW$21=2, 'Floating Island Wet Det'!AY19, \"\"))","v":""},null,16,16,80,{"$f":"IF('Multiple Catchment'!$BB$21=1, 'Wet Detention'!BN19, IF('Multiple Catchment'!$BB$21=2, 'Floating Island Wet Det'!BL19, \"\"))","v":""},{"$f":"IF('Multiple Catchment'!$BB$21=1, 'Wet Detention'!BO19, IF('Multiple Catchment'!$BB$21=2, 'Floating Island Wet Det'!BM19, \"\"))","v":""},null,16,16,80,{"$f":"IF('Multiple Catchment'!$BG$21=1, 'Wet Detention'!CA19, IF('Multiple Catchment'!$BG$21=2, 'Floating Island Wet Det'!BZ19, \"\"))","v":""},{"$f":"IF('Multiple Catchment'!$BG$21=1, 'Wet Detention'!CB19, IF('Multiple Catchment'!$BG$21=2, 'Floating Island Wet Det'!CA19, \"\"))","v":""}]
[null,null,null,null,null,null,null,null,null,null,17,null,17,null,90,null,{"$f":"IF('Multiple Catchment'!$AR$21=1, 'Wet Detention'!AN20, IF('Multiple Catchment'!$AR$21=2, 'Floating Island Wet Det'!AJ20, \"\"))","v":""},{"$f":"IF('Multiple Catchment'!$AR$21=1, 'Wet Detention'!AO20, IF('Multiple Catchment'!$AR$21=2, 'Floating Island Wet Det'!AK20, \"\"))","v":""},null,17,17,90,{"$f":"IF('Multiple Catchment'!$AW$21=1, 'Wet Detention'!BA20, IF('Multiple Catchment'!$AW$21=2, 'Floating Island Wet Det'!AX20, \"\"))","v":""},{"$f":"IF('Multiple Catchment'!$AW$21=1, 'Wet Detention'!BB20, IF('Multiple Catchment'!$AW$21=2, 'Floating Island Wet Det'!AY20, \"\"))","v":""},null,17,17,90,{"$f":"IF('Multiple Catchment'!$BB$21=1, 'Wet Detention'!BN20, IF('Multiple Catchment'!$BB$21=2, 'Floating Island Wet Det'!BL20, \"\"))","v":""},{"$f":"IF('Multiple Catchment'!$BB$21=1, 'Wet Detention'!BO20, IF('Multiple Catchment'!$BB$21=2, 'Floating Island Wet Det'!BM20, \"\"))","v":""},null,17,17,90,{"$f":"IF('Multiple Catchment'!$BG$21=1, 'Wet Detention'!CA20, IF('Multiple Catchment'!$BG$21=2, 'Floating Island Wet Det'!BZ20, \"\"))","v":""},{"$f":"IF('Multiple Catchment'!$BG$21=1, 'Wet Detention'!CB20, IF('Multiple Catchment'!$BG$21=2, 'Floating Island Wet Det'!CA20, \"\"))","v":""}]
[null,null,null,null,null,null,null,null,null,null,{"$f":"IF(IF(O66>=$C$11,1,0)>0,K65+1,IF(O66>=$C$11,1,0))","v":18},null,{"$f":"IF(IF(O66>=$C$12,1,0)>0,M65+1,IF(O66>=$C$12,1,0))","v":18},null,100,null,{"$f":"IF('Multiple Catchment'!$AR$21=1, 'Wet Detention'!AN21, IF('Multiple Catchment'!$AR$21=2, 'Floating Island Wet Det'!AJ21, \"\"))","v":""},{"$f":"IF('Multiple Catchment'!$AR$21=1, 'Wet Detention'!AO21, IF('Multiple Catchment'!$AR$21=2, 'Floating Island Wet Det'!AK21, \"\"))","v":""},null,18,18,100,{"$f":"IF('Multiple Catchment'!$AW$21=1, 'Wet Detention'!BA21, IF('Multiple Catchment'!$AW$21=2, 'Floating Island Wet Det'!AX21, \"\"))","v":""},{"$f":"IF('Multiple Catchment'!$AW$21=1, 'Wet Detention'!BB21, IF('Multiple Catchment'!$AW$21=2, 'Floating Island Wet Det'!AY21, \"\"))","v":""},null,18,18,100,{"$f":"IF('Multiple Catchment'!$BB$21=1, 'Wet Detention'!BN21, IF('Multiple Catchment'!$BB$21=2, 'Floating Island Wet Det'!BL21, \"\"))","v":""},{"$f":"IF('Multiple Catchment'!$BB$21=1, 'Wet Detention'!BO21, IF('Multiple Catchment'!$BB$21=2, 'Floating Island Wet Det'!BM21, \"\"))","v":""},null,18,18,100,{"$f":"IF('Multiple Catchment'!$BG$21=1, 'Wet Detention'!CA21, IF('Multiple Catchment'!$BG$21=2, 'Floating Island Wet Det'!BZ21, \"\"))","v":""},{"$f":"IF('Multiple Catchment'!$BG$21=1, 'Wet Detention'!CB21, IF('Multiple Catchment'!$BG$21=2, 'Floating Island Wet Det'!CA21, \"\"))","v":""}]
[null,null,null,null,null,null,null,null,null,null,19,null,19,null,200,null,{"$f":"IF('Multiple Catchment'!$AR$21=1, 'Wet Detention'!AN22, IF('Multiple Catchment'!$AR$21=2, 'Floating Island Wet Det'!AJ22, \"\"))","v":""},{"$f":"IF('Multiple Catchment'!$AR$21=1, 'Wet Detention'!AO22, IF('Multiple Catchment'!$AR$21=2, 'Floating Island Wet Det'!AK22, \"\"))","v":""},null,19,19,200,{"$f":"IF('Multiple Catchment'!$AW$21=1, 'Wet Detention'!BA22, IF('Multiple Catchment'!$AW$21=2, 'Floating Island Wet Det'!AX22, \"\"))","v":""},{"$f":"IF('Multiple Catchment'!$AW$21=1, 'Wet Detention'!BB22, IF('Multiple Catchment'!$AW$21=2, 'Floating Island Wet Det'!AY22, \"\"))","v":""},null,19,19,200,{"$f":"IF('Multiple Catchment'!$BB$21=1, 'Wet Detention'!BN22, IF('Multiple Catchment'!$BB$21=2, 'Floating Island Wet Det'!BL22, \"\"))","v":""},{"$f":"IF('Multiple Catchment'!$BB$21=1, 'Wet Detention'!BO22, IF('Multiple Catchment'!$BB$21=2, 'Floating Island Wet Det'!BM22, \"\"))","v":""},null,19,19,200,{"$f":"IF('Multiple Catchment'!$BG$21=1, 'Wet Detention'!CA22, IF('Multiple Catchment'!$BG$21=2, 'Floating Island Wet Det'!BZ22, \"\"))","v":""},{"$f":"IF('Multiple Catchment'!$BG$21=1, 'Wet Detention'!CB22, IF('Multiple Catchment'!$BG$21=2, 'Floating Island Wet Det'!CA22, \"\"))","v":""}]
[null,null,null,null,null,null,null,null,null,null,20,null,20,null,300,null,{"$f":"IF('Multiple Catchment'!$AR$21=1, 'Wet Detention'!AN23, IF('Multiple Catchment'!$AR$21=2, 'Floating Island Wet Det'!AJ23, \"\"))","v":""},{"$f":"IF('Multiple Catchment'!$AR$21=1, 'Wet Detention'!AO23, IF('Multiple Catchment'!$AR$21=2, 'Floating Island Wet Det'!AK23, \"\"))","v":""},null,20,20,300,{"$f":"IF('Multiple Catchment'!$AW$21=1, 'Wet Detention'!BA23, IF('Multiple Catchment'!$AW$21=2, 'Floating Island Wet Det'!AX23, \"\"))","v":""},{"$f":"IF('Multiple Catchment'!$AW$21=1, 'Wet Detention'!BB23, IF('Multiple Catchment'!$AW$21=2, 'Floating Island Wet Det'!AY23, \"\"))","v":""},null,20,20,300,{"$f":"IF('Multiple Catchment'!$BB$21=1, 'Wet Detention'!BN23, IF('Multiple Catchment'!$BB$21=2, 'Floating Island Wet Det'!BL23, \"\"))","v":""},{"$f":"IF('Multiple Catchment'!$BB$21=1, 'Wet Detention'!BO23, IF('Multiple Catchment'!$BB$21=2, 'Floating Island Wet Det'!BM23, \"\"))","v":""},null,20,20,300,{"$f":"IF('Multiple Catchment'!$BG$21=1, 'Wet Detention'!CA23, IF('Multiple Catchment'!$BG$21=2, 'Floating Island Wet Det'!BZ23, \"\"))","v":""},{"$f":"IF('Multiple Catchment'!$BG$21=1, 'Wet Detention'!CB23, IF('Multiple Catchment'!$BG$21=2, 'Floating Island Wet Det'!CA23, \"\"))","v":""}]
[null,null,null,null,null,null,null,null,null,null,21,null,21,null,400,null,{"$f":"IF('Multiple Catchment'!$AR$21=1, 'Wet Detention'!AN24, IF('Multiple Catchment'!$AR$21=2, 'Floating Island Wet Det'!AJ24, \"\"))","v":""},{"$f":"IF('Multiple Catchment'!$AR$21=1, 'Wet Detention'!AO24, IF('Multiple Catchment'!$AR$21=2, 'Floating Island Wet Det'!AK24, \"\"))","v":""},null,21,21,400,{"$f":"IF('Multiple Catchment'!$AW$21=1, 'Wet Detention'!BA24, IF('Multiple Catchment'!$AW$21=2, 'Floating Island Wet Det'!AX24, \"\"))","v":""},{"$f":"IF('Multiple Catchment'!$AW$21=1, 'Wet Detention'!BB24, IF('Multiple Catchment'!$AW$21=2, 'Floating Island Wet Det'!AY24, \"\"))","v":""},null,21,21,400,{"$f":"IF('Multiple Catchment'!$BB$21=1, 'Wet Detention'!BN24, IF('Multiple Catchment'!$BB$21=2, 'Floating Island Wet Det'!BL24, \"\"))","v":""},{"$f":"IF('Multiple Catchment'!$BB$21=1, 'Wet Detention'!BO24, IF('Multiple Catchment'!$BB$21=2, 'Floating Island Wet Det'!BM24, \"\"))","v":""},null,21,21,400,{"$f":"IF('Multiple Catchment'!$BG$21=1, 'Wet Detention'!CA24, IF('Multiple Catchment'!$BG$21=2, 'Floating Island Wet Det'!BZ24, \"\"))","v":""},{"$f":"IF('Multiple Catchment'!$BG$21=1, 'Wet Detention'!CB24, IF('Multiple Catchment'!$BG$21=2, 'Floating Island Wet Det'!CA24, \"\"))","v":""}]
[null,null,null,null,null,null,null,null,null,null,22,null,22,null,500,null,{"$f":"IF('Multiple Catchment'!$AR$21=1, 'Wet Detention'!AN25, IF('Multiple Catchment'!$AR$21=2, 'Floating Island Wet Det'!AJ25, \"\"))","v":""},{"$f":"IF('Multiple Catchment'!$AR$21=1, 'Wet Detention'!AO25, IF('Multiple Catchment'!$AR$21=2, 'Floating Island Wet Det'!AK25, \"\"))","v":""},null,22,22,500,{"$f":"IF('Multiple Catchment'!$AW$21=1, 'Wet Detention'!BA25, IF('Multiple Catchment'!$AW$21=2, 'Floating Island Wet Det'!AX25, \"\"))","v":""},{"$f":"IF('Multiple Catchment'!$AW$21=1, 'Wet Detention'!BB25, IF('Multiple Catchment'!$AW$21=2, 'Floating Island Wet Det'!AY25, \"\"))","v":""},null,22,22,500,{"$f":"IF('Multiple Catchment'!$BB$21=1, 'Wet Detention'!BN25, IF('Multiple Catchment'!$BB$21=2, 'Floating Island Wet Det'!BL25, \"\"))","v":""},{"$f":"IF('Multiple Catchment'!$BB$21=1, 'Wet Detention'!BO25, IF('Multiple Catchment'!$BB$21=2, 'Floating Island Wet Det'!BM25, \"\"))","v":""},null,22,22,500,{"$f":"IF('Multiple Catchment'!$BG$21=1, 'Wet Detention'!CA25, IF('Multiple Catchment'!$BG$21=2, 'Floating Island Wet Det'!BZ25, \"\"))","v":""},{"$f":"IF('Multiple Catchment'!$BG$21=1, 'Wet Detention'!CB25, IF('Multiple Catchment'!$BG$21=2, 'Floating Island Wet Det'!CA25, \"\"))","v":""}]
[]
[null,null,null,null,null,null,null,null,null,null,null,null,null,null,null,null,{"$f":"VLOOKUP(0,K48:R70,5)","v":0},{"$f":"VLOOKUP(0,K48:R70,8)","v":0},null,null,null,null,{"$f":"VLOOKUP(0,T48:X70,3)","v":0},{"$f":"VLOOKUP(0,T48:X70,5)","v":0},null,null,null,null,{"$f":"VLOOKUP(0,Z48:AD70,3)","v":0},{"$f":"VLOOKUP(0,Z48:AD70,5)","v":0},null,null,null,null,{"$f":"VLOOKUP(0,AF48:AJ70,3)","v":0},{"$f":"VLOOKUP(0,AF48:AJ70,5)","v":0}]
[null,null,null,null,null,null,null,null,null,null,null,null,null,null,null,null,{"$f":"VLOOKUP(1,K48:R70,5)","v":2},{"$f":"VLOOKUP(1,K48:R70,8)","v":""},null,null,null,null,{"$f":"VLOOKUP(1,T48:X70,3)","v":2},{"$f":"VLOOKUP(1,T48:X70,5)","v":""},null,null,null,null,{"$f":"VLOOKUP(1,Z48:AD70,3)","v":2},{"$f":"VLOOKUP(1,Z48:AD70,5)","v":""},null,null,null,null,{"$f":"VLOOKUP(1,AF48:AJ70,3)","v":2},{"$f":"VLOOKUP(1,AF48:AJ70,5)","v":""}]
[null,null,null,null,null,null,null,null,null,null,null,null,null,null,"N",null,{"$f":"IF(ISERROR(IF($C$11>O70,R70,Q72+(($C$11-Q72)/(Q73-Q72)*(R73-R72))))=TRUE,0,(IF($C$11>O70,R70,R72+(($C$11-Q72)/(Q73-Q72)*(R73-R72)))))","v":0},null,null,null,null,"N",{"$f":"IF(ISERROR(IF($D$11>V70,X70,W72+(($D$11-W72)/(W73-W72)*(X73-X72))))=TRUE,0,(IF($D$11>V70,X70,X72+(($D$11-W72)/(W73-W72)*(X73-X72)))))","v":0},null,null,null,null,"N",{"$f":"IF(ISERROR(IF($E$11>AB70,AD70,AC72+(($E$11-AC72)/(AC73-AC72)*(AD73-AD72))))=TRUE,0,(IF($E$11>AB70,AD70,AD72+(($E$11-AC72)/(AC73-AC72)*(AD73-AD72)))))","v":0},null,null,null,null,"N",{"$f":"IF(ISERROR(IF($F$11>AH70,AJ70,AI72+(($F$11-AI72)/(AI73-AI72)*(AJ73-AJ72))))=TRUE,0,(IF($F$11>AH70,AJ70,AJ72+(($F$11-AI72)/(AI73-AI72)*(AJ73-AJ72)))))","v":0}]
[]
[null,null,null,null,null,null,null,null,null,null,null,null,null,null,null,null,{"$f":"VLOOKUP(0,K48:R70,5)","v":0},{"$f":"VLOOKUP(0,K48:R70,7)","v":0},null,null,null,null,{"$f":"VLOOKUP(0,T48:X70,3)","v":0},{"$f":"VLOOKUP(0,T48:X70,4)","v":0},null,null,null,null,{"$f":"VLOOKUP(0,Z48:AD70,3)","v":0},{"$f":"VLOOKUP(0,Z48:AD70,4)","v":0},null,null,null,null,{"$f":"VLOOKUP(0,AF48:AJ70,3)","v":0},{"$f":"VLOOKUP(0,AF48:AJ70,4)","v":0}]
[null,null,null,null,null,null,null,null,null,null,null,null,null,null,null,null,{"$f":"VLOOKUP(1,K48:R70,5)","v":2},{"$f":"VLOOKUP(1,K48:R70,7)","v":""},null,null,null,null,{"$f":"VLOOKUP(1,T48:X70,3)","v":2},{"$f":"VLOOKUP(1,T48:X70,4)","v":""},null,null,null,null,{"$f":"VLOOKUP(1,Z48:AD70,3)","v":2},{"$f":"VLOOKUP(1,Z48:AD70,4)","v":""},null,null,null,null,{"$f":"VLOOKUP(1,AF48:AJ70,3)","v":2},{"$f":"VLOOKUP(1,AF48:AJ70,4)","v":""}]
[null,null,null,null,null,null,null,null,null,null,null,null,null,null,"P",null,{"$f":"IF(ISERROR(IF($C$12>O70,R70,Q76+(($C$12-Q76)/(Q77-Q76)*(R77-R76))))=TRUE,0,(IF($C$12>O70,R70,R76+(($C$12-Q76)/(Q77-Q76)*(R77-R76)))))","v":0},null,null,null,null,"P",{"$f":"IF(ISERROR(IF($D$12>V70,X70,W76+(($D$12-W76)/(W77-W76)*(X77-X76))))=TRUE,0,(IF($D$12>V70,X70,X76+(($D$12-W76)/(W77-W76)*(X77-X76)))))","v":0},null,null,null,null,"P",{"$f":"IF(ISERROR(IF($E$12>AB70,AD70,AC76+(($E$12-AC76)/(AC77-AC76)*(AD77-AD76))))=TRUE,0,(IF($E$12>AB70,AD70,AD76+(($E$12-AC76)/(AC77-AC76)*(AD77-AD76)))))","v":0},null,null,null,null,"P",{"$f":"IF(ISERROR(IF($F$12>AH70,AJ70,AI76+(($F$12-AI76)/(AI77-AI76)*(AJ77-AJ76))))=TRUE,0,(IF($F$12>AH70,AJ70,AJ76+(($F$12-AI76)/(AI77-AI76)*(AJ77-AJ76)))))","v":0}]

{"sheet":"Sheet123","index":46,"n_rows":267,"n_cols":66,"rows_kept":267,"cut":false,"hidden":false,"merged":[[198,9,198,10],[199,18,199,19],[199,21,199,22],[203,9,203,10],[204,21,204,22],[208,9,208,10],[209,21,209,22],[213,9,213,10],[183,14,183,15],[183,18,183,19],[183,21,183,22],[188,14,188,15],[188,18,188,19],[188,21,188,22],[193,9,193,10],[194,18,194,19],[194,21,194,22],[162,6,162,7],[162,8,162,9],[162,10,162,11],[162,12,162,13],[162,14,162,15],[162,16,162,17],[162,18,162,19],[163,21,163,22],[182,20,182,23],[65,64,65,65],[70,64,70,65],[75,64,75,65],[80,64,80,65],[34,64,34,65],[54,64,54,65],[59,64,59,65],[32,48,32,49],[32,50,32,51],[53,50,53,51],[53,53,53,54],[58,50,58,51],[58,53,58,54],[33,53,33,54],[64,50,64,51],[64,53,64,54],[69,50,69,51],[69,53,69,54],[74,50,74,51],[74,53,74,54],[79,50,79,51],[79,53,79,54],[64,32,64,33],[64,35,64,36],[69,32,69,33],[69,35,69,36],[32,32,32,33],[74,32,74,33],[74,35,74,36],[79,32,79,33],[79,35,79,36],[53,32,53,33],[58,32,58,33],[33,35,33,36],[53,35,53,36],[0,28,0,32],[0,33,0,37],[0,38,0,42],[58,35,58,36],[32,38,32,39],[32,40,32,41],[32,42,32,43],[0,43,0,47],[32,44,32,45],[32,46,32,47],[64,21,64,22],[69,21,69,22],[33,21,33,22],[52,20,52,23],[53,21,53,22],[58,21,58,22],[32,26,32,27],[32,28,32,29],[32,30,32,31],[53,18,53,19],[58,18,58,19],[32,14,32,15],[64,18,64,19],[69,18,69,19],[32,16,32,17],[32,18,32,19],[53,14,53,15],[58,14,58,15],[28,23,29,23],[2,21,3,21],[88,9,88,10],[73,9,73,10],[63,9,63,10],[32,6,32,7],[32,8,32,9],[32,10,32,11],[68,9,68,10],[26,21,27,21],[28,21,29,21],[26,22,27,22],[28,22,29,22],[22,20,23,20],[24,20,25,20],[26,20,27,20],[28,20,29,20],[4,21,5,21],[6,21,7,21],[8,21,9,21],[10,21,11,21],[74,21,74,22],[79,21,79,22],[32,12,32,13],[104,6,104,7],[104,8,104,9],[104,10,104,11],[25,0,26,0],[15,0,16,0],[17,0,18,0],[12,0,13,0],[19,0,20,0],[21,0,22,0],[23,0,24,0],[78,9,78,10],[83,9,83,10],[130,21,130,22],[135,9,135,10],[137,18,137,19],[137,21,137,22],[104,16,104,17],[104,18,104,19],[105,21,105,22],[124,20,124,23],[125,14,125,15],[125,18,125,19],[125,21,125,22],[104,14,104,15],[104,12,104,13],[151,9,151,10],[152,18,152,19],[152,21,152,22],[2,23,3,23],[4,23,5,23],[6,23,7,23],[8,23,9,23],[10,23,11,23],[12,23,13,23],[14,23,15,23],[16,23,17,23],[18,23,19,23],[20,23,21,23],[22,23,23,23],[24,23,25,23],[26,23,27,23],[141,9,141,10],[142,18,142,19],[142,21,142,22],[146,9,146,10],[147,18,147,19],[147,21,147,22],[130,14,130,15],[130,18,130,19],[20,21,21,21],[20,22,21,22],[22,22,23,22],[24,22,25,22],[12,20,13,20],[14,20,15,20],[16,20,17,20],[18,20,19,20],[22,21,23,21],[24,21,25,21],[20,20,21,20],[16,22,17,22],[18,22,19,22],[104,25,104,26],[105,28,105,29],[125,28,125,29],[130,28,130,29],[30,20,31,20],[30,21,31,21],[30,22,31,22],[30,23,31,23],[2,20,3,20],[4,20,5,20],[2,22,3,22],[4,22,5,22],[6,22,7,22],[8,22,9,22],[10,22,11,22],[12,22,13,22],[14,22,15,22],[12,21,13,21],[14,21,15,21],[6,20,7,20],[8,20,9,20],[10,20,11,20],[16,21,17,21],[18,21,19,21],[216,6,216,7],[216,8,216,9],[216,10,216,11],[216,12,216,13],[216,14,216,15],[216,16,216,17],[216,18,216,19],[217,21,217,22],[236,20,236,23],[252,9,252,10],[253,18,253,19],[253,21,253,22],[257,9,257,10],[258,21,258,22],[262,9,262,10],[263,21,263,22],[267,9,267,10],[237,14,237,15],[237,18,237,19],[237,21,237,22],[242,14,242,15],[242,18,242,19],[242,21,242,22],[247,9,247,10],[248,18,248,19],[248,21,248,22]]}
[null,null,null,null,null,null,null,null,null,null,null,null,null,null,null,null,null,null,null,null,null,null,null,null,null,null,null,null,"Catch 1",null,null,null,null,"Catch 2",null,null,null,null,"Catch 3",null,null,null,null,"Catch 4"]
[null,null,"Catchment 1","Catchment 2","Catchment 3","Catchment 4",null,null,null,null,null,null,"Catchment 1","Catchment 2","Catchment 3","Catchment 4",0,0,0,null,null,null,null,null,null,"Overall Efficiency [%]","Mass removed [kg/yr]","Mass leaving [kg/yr]","Preload [kg/yr]","Post load [kg/yr]","Target Load [kg/yr]","Efficiency [%]","Achieved Load [kg/yr]","Preload [kg/yr]","Post load [kg/yr]","Target Load [kg/yr]","Efficiency [%]","Achieved Load [kg/yr]","Preload [kg/yr]","Post load [kg/yr]","Target Load [kg/yr]","Efficiency [%]","Achieved Load [kg/yr]","Preload [kg/yr]","Post load [kg/yr]","Target Load [kg/yr]","Efficiency [%]","Achieved Load [kg/yr]","Overall Preload [kg/yr]","Overall Post load [kg/yr]"]
[null,"Area [ac]",{"$f":"'Watershed Characteristics'!$AA$27","v":0},{"$f":"'Watershed Characteristics'!$AA$28","v":0},{"$f":"'Watershed Characteristics'!$AA$29","v":0},{"$f":"'Watershed Characteristics'!$AA$30","v":0},{"$f":"D3/C3","v":{"$error":"#DIV/0!"}},{"$f":"D3*N29*(1-(N31/100))","v":0},{"$f":"E3*O29*(1-(O31/100))","v":0},{"$f":"F3*P29*(1-(P31/100))","v":0},null,null,null,null,null,null,{"$f":"IF(U3=1, 1, 0)","v":{"$error":"#N/A"}},{"$f":"IF(Q3=1, 1, 0)","v":{"$error":"#N/A"}},{"$f":"IF(Q3=2, 1, 0)","v":{"$error":"#N/A"}},{"$f":"Z3","v":0},{"$f":"IF('Watershed Characteristics'!$AK$29=Sheet123!W3,1,0)","v":{"$error":"#N/A"}},{"$f":"'Catch Config.'!$B$12","v":"A - Single Catchment"},1,"Config 1","N",{"$f":"E35","v":0},{"$f":"AD3*(Z3/100)","v":0},{"$f":"AD3-AA3","v":0},{"$f":"'Watershed Characteristics'!$T$13","v":0},{"$f":"'Watershed Characteristics'!$T$19","v":0},{"$f":"IF('Stormwater Treatment Analysis'!$AA$5=1,(1-('Stormwater Treatment Analysis'!$AA$6/100))*AD3, IF((1-(Sheet123!AC3/Sheet123!AD3))<0, 0, (Sheet123!AC3/Sheet123!AD3)*AD3))","v":{"$error":"#DIV/0!"}},{"$f":"$M$31","v":0},{"$f":"(1-(AF3/100))*AD3","v":0},null,null,null,null,null,null,null,null,null,null,null,null,null,null,null,{"$f":"AC3","v":0},{"$f":"AD3","v":0}]
[null,"Runoff Volume [ac-ft/yr]",{"$f":"'Watershed Characteristics'!T18","v":0},{"$f":"'Watershed Characteristics'!T33","v":0},{"$f":"'Watershed Characteristics'!T48","v":0},{"$f":"'Watershed Characteristics'!T63","v":0},{"$f":"G3/D3","v":{"$error":"#DIV/0!"}},null,null,null,null,"Retention Basin",{"$f":"IF('Retention Basin'!G15>0, 'Retention Basin'!G15, 0)","v":0},{"$f":"IF('Retention Basin'!H15>0, 'Retention Basin'!H15, 0)","v":0},{"$f":"IF('Retention Basin'!I15>0, 'Retention Basin'!I15, 0)","v":0},{"$f":"IF('Retention Basin'!J15>0, 'Retention Basin'!J15, 0)","v":0},{"$f":"IF(U3=1, 2, 0)","v":{"$error":"#N/A"}},{"$f":"IF(Q4=1, 1, 0)","v":{"$error":"#N/A"}},{"$f":"IF(Q4=2, 1, 0)","v":{"$error":"#N/A"}},0,null,null,null,null,"P",{"$f":"E36","v":0},{"$f":"AD4*(Z4/100)","v":0},{"$f":"AD4-AA4","v":0},{"$f":"'Watershed Characteristics'!$T$14","v":0},{"$f":"'Watershed Characteristics'!$T$20","v":0},{"$f":"IF('Stormwater Treatment Analysis'!$AA$5=1,(1-('Stormwater Treatment Analysis'!$AA$6/100))*AD4, IF((1-(Sheet123!AC4/Sheet123!AD4))<0, 0, (Sheet123!AC4/Sheet123!AD4)*AD4))","v":{"$error":"#DIV/0!"}},{"$f":"$M$32","v":0},0,null,null,null,null,null,null,null,null,null,null,null,null,null,null,null,{"$f":"AC4","v":0},{"$f":"AD4","v":0}]
[null,"N Conc. [mg/L]",{"$f":"'Watershed Characteristics'!T15","v":0},{"$f":"'Watershed Characteristics'!T30","v":0},{"$f":"'Watershed Characteristics'!T45","v":0},{"$f":"'Watershed Characteristics'!T60","v":0},null,null,null,null,null,"Wet Detention TN",{"$f":"IF('Wet Detention'!AR39>0, 'Wet Detention'!AR39, 0)","v":0},{"$f":"IF('Wet Detention'!AS39>0, 'Wet Detention'!AS39, 0)","v":0},{"$f":"IF('Wet Detention'!AT39>0, 'Wet Detention'!AT39, 0)","v":0},{"$f":"IF('Wet Detention'!AU39>0, 'Wet Detention'!AU39, 0)","v":0},{"$f":"IF(U5=1, 1, 0)","v":{"$error":"#N/A"}},{"$f":"IF(R4>0, R4+1, IF(Q5=1, 1, 0))","v":{"$error":"#N/A"}},{"$f":"IF(S4>0, S4+1, IF(Q5=2, 1, 0))","v":{"$error":"#N/A"}},0,{"$f":"IF('Watershed Characteristics'!$AK$29=Sheet123!W5,1,0)","v":{"$error":"#N/A"}},{"$f":"'Catch Config.'!$B$21","v":"B - 2 Catchment-Series"},2,"Config 2","N",{"$f":"E44","v":0},{"$f":"AI5*(Z5/100)","v":0},{"$f":"AI5-AA5","v":0},{"$f":"'Watershed Characteristics'!$T$13","v":0},{"$f":"'Watershed Characteristics'!$T$19","v":0},{"$f":"IF('Stormwater Treatment Analysis'!$AA$5=1,(1-('Stormwater Treatment Analysis'!$AA$6/100))*AD5, IF((1-(Sheet123!AC5/Sheet123!AD5))<0, 0, (Sheet123!AC5/Sheet123!AD5)*AD5))","v":{"$error":"#DIV/0!"}},{"$f":"$M$31","v":0},{"$f":"(1-(AF5/100))*AD5","v":0},{"$f":"'Watershed Characteristics'!T13+'Watershed Characteristics'!T28","v":0},{"$f":"'Watershed Characteristics'!$T$19+'Watershed Characteristics'!$T$34","v":0},{"$f":"IF('Stormwater Treatment Analysis'!$AA$5=1,(1-('Stormwater Treatment Analysis'!$AA$6/100))*AI5, IF((1-(Sheet123!AH5/Sheet123!AI5))<0, 0, (Sheet123!AH5/Sheet123!AI5)*AI5))","v":{"$error":"#DIV/0!"}},{"$f":"Z5","v":0},{"$f":"AI5*(1-(AK5/100))","v":0},null,null,null,null,null,null,null,null,null,null,{"$f":"AH5","v":0},{"$f":"AI5","v":0}]
[null,"P Conc. [mg/L]",{"$f":"'Watershed Characteristics'!T16","v":0},{"$f":"'Watershed Characteristics'!T31","v":0},{"$f":"'Watershed Characteristics'!T46","v":0},{"$f":"'Watershed Characteristics'!T61","v":0},{"$f":"(M30*$C$3+(M30*$C$3)*1+N30*$D$3)/($C$3+$D$3)","v":{"$error":"#DIV/0!"}},null,null,null,null,"Wet Detention TP",{"$f":"IF('Wet Detention'!AR40>0, 'Wet Detention'!AR40, 0)","v":0},{"$f":"IF('Wet Detention'!AS40>0, 'Wet Detention'!AS40, 0)","v":0},{"$f":"IF('Wet Detention'!AT40>0, 'Wet Detention'!AT40, 0)","v":0},{"$f":"IF('Wet Detention'!AU40>0, 'Wet Detention'!AU40, 0)","v":0},{"$f":"IF(U5=1, 2, 0)","v":{"$error":"#N/A"}},{"$f":"IF(R5>0, R5+1, IF(Q6=1, 1, 0))","v":{"$error":"#N/A"}},{"$f":"IF(S5>0, S5+1, IF(Q6=2, 1, 0))","v":{"$error":"#N/A"}},0,null,null,null,null,"P",{"$f":"E45","v":0},{"$f":"AI6*(Z6/100)","v":0},{"$f":"AI6-AA6","v":0},{"$f":"'Watershed Characteristics'!$T$14","v":0},{"$f":"'Watershed Characteristics'!$T$20","v":0},{"$f":"IF('Stormwater Treatment Analysis'!$AA$5=1,(1-('Stormwater Treatment Analysis'!$AA$6/100))*AD6, IF((1-(Sheet123!AC6/Sheet123!AD6))<0, 0, (Sheet123!AC6/Sheet123!AD6)*AD6))","v":{"$error":"#DIV/0!"}},{"$f":"$M$32","v":0},0,{"$f":"'Watershed Characteristics'!T14+'Watershed Characteristics'!T29","v":0},{"$f":"'Watershed Characteristics'!$T$20+'Watershed Characteristics'!T35","v":0},{"$f":"IF('Stormwater Treatment Analysis'!$AA$5=1,(1-('Stormwater Treatment Analysis'!$AA$6/100))*AI6, IF((1-(Sheet123!AH6/Sheet123!AI6))<0, 0, (Sheet123!AH6/Sheet123!AI6)*AI6))","v":{"$error":"#DIV/0!"}},{"$f":"Z6","v":0},{"$f":"AI6*(1-(AK6/100))","v":0},null,null,null,null,null,null,null,null,null,null,{"$f":"AH6","v":0},{"$f":"AI6","v":0}]
[null,"Retention Volume",{"$f":"'Retention Basin'!$G$15+'Exfiltration Trench'!$G$18+'Pervious Pavement'!$O$14+IF(Swale!U7=\"Yes\", 0, Swale!$L$25)+IF('User Defined BMP'!$F$11=\"Retention\",'User Defined BMP'!$Y$28, \"0\")+IF('Tree Well'!$F$17=\"Retention\",'Tree Well'!$AC$29, 0)+IF('Rain Garden'!$G$12=\"Retention\",'Rain Garden'!$AF$36, 0)","v":0},{"$f":"'Retention Basin'!$H$15+'Exfiltration Trench'!$H$18+'Pervious Pavement'!$P$14+IF(Swale!V7=\"Yes\", 0, Swale!$M$25)+IF('User Defined BMP'!$G$11=\"Retention\",'User Defined BMP'!$AG$28, \"0\")+IF('Tree Well'!$G$17=\"Retention\",'Tree Well'!$AL$29, 0)+IF('Rain Garden'!$H$12=\"Retention\",'Rain Garden'!$AP$36, 0)","v":0},{"$f":"'Retention Basin'!$I$15+'Exfiltration Trench'!$I$18+'Pervious Pavement'!$Q$14+IF(Swale!W7=\"Yes\", 0, Swale!$N$25)+IF('User Defined BMP'!$H$11=\"Retention\",'User Defined BMP'!$AO$28, \"0\")+IF('Tree Well'!$H$17=\"Retention\",'Tree Well'!$AU$29, 0)+IF('Rain Garden'!$I$12=\"Retention\",'Rain Garden'!$AZ$36, 0)","v":0},{"$f":"'Retention Basin'!$J$15+'Exfiltration Trench'!$J$18+'Pervious Pavement'!$R$14+IF(Swale!X7=\"Yes\", 0, Swale!$O$25)+IF('User Defined BMP'!$I$11=\"Retention\",'User Defined BMP'!$AW$28, \"0\")+IF('Tree Well'!$I$17=\"Retention\",'Tree Well'!$BD$29, 0)+IF('Rain Garden'!$J$12=\"Retention\",'Rain Garden'!$BJ$36, 0)","v":0},{"$f":"(M30*$C$3+(M30*$C$3)*G3+N30*$D$3)/($C$3+$D$3)","v":{"$error":"#DIV/0!"}},null,null,null,null,"Exfiltration Trench",{"$f":"IF('Exfiltration Trench'!G18>0, 'Exfiltration Trench'!G18, 0)","v":0},{"$f":"IF('Exfiltration Trench'!H18>0, 'Exfiltration Trench'!H18, 0)","v":0},{"$f":"IF('Exfiltration Trench'!I18>0, 'Exfiltration Trench'!I18, 0)","v":0},{"$f":"IF('Exfiltration Trench'!J18>0, 'Exfiltration Trench'!J18, 0)","v":0},{"$f":"IF(U7=1, 1, 0)","v":{"$error":"#N/A"}},{"$error":"#N/A"},{"$error":"#N/A"},0,{"$f":"IF('Watershed Characteristics'!$AK$29=Sheet123!W7,1,0)","v":{"$error":"#N/A"}},{"$f":"'Catch Config.'!$B$32","v":"C - 2 Catchment-Parallel"},3,"Config 3","N",{"$f":"E55","v":0},{"$f":"(AI7+AD7)*(Z7/100)","v":0},{"$f":"(AD7+AI7)-AA7","v":0},{"$f":"'Watershed Characteristics'!$T$13","v":0},{"$f":"'Watershed Characteristics'!$T$19","v":0},{"$f":"IF('Stormwater Treatment Analysis'!$AA$5=1,(1-('Stormwater Treatment Analysis'!$AA$6/100))*AD7, IF((1-(Sheet123!AC7/Sheet123!AD7))<0, 0, (Sheet123!AC7/Sheet123!AD7)*AD7))","v":{"$error":"#DIV/0!"}},{"$f":"$M$31","v":0},0,{"$f":"'Watershed Characteristics'!T28","v":0},{"$f":"'Watershed Characteristics'!T34","v":0},{"$f":"IF('Stormwater Treatment Analysis'!$AA$5=1,(1-('Stormwater Treatment Analysis'!$AA$6/100))*AI7, IF((1-(Sheet123!AH7/Sheet123!AI7))<0, 0, (Sheet123!AH7/Sheet123!AI7)*AI7))","v":{"$error":"#DIV/0!"}},{"$f":"N31","v":0},{"$f":"(1-(AK7/100))*AI7","v":0},null,null,null,null,null,null,null,null,null,null,{"$f":"AW5","v":0},{"$f":"AX5","v":0}]
[null,"Detention Time (Nitrogen)",{"$f":"'Wet Detention'!AR37+'Floating Island Wet Det'!AP37+IF('Tree Well'!F17=\"Detention\",'Tree Well'!AC29, 0)+IF('Rain Garden'!G12=\"Detention\", 'Rain Garden'!AF36, 0)+IF('User Defined BMP'!F11=\"Detention\", 'User Defined BMP'!Y28, 0)","v":0},{"$f":"'Wet Detention'!AS37+'Floating Island Wet Det'!AQ37+IF('Tree Well'!G17=\"Detention\",'Tree Well'!AL29, 0)+IF('Rain Garden'!H12=\"Detention\", 'Rain Garden'!AP36, 0)+IF('User Defined BMP'!G11=\"Detention\", 'User Defined BMP'!AG28, 0)","v":0},{"$f":"'Wet Detention'!AT37+'Floating Island Wet Det'!AR37+IF('Tree Well'!H17=\"Detention\",'Tree Well'!AU29, 0)+IF('Rain Garden'!I12=\"Detention\", 'Rain Garden'!AZ36, 0)+IF('User Defined BMP'!H11=\"Detention\", 'User Defined BMP'!AO28, 0)","v":0},{"$f":"'Wet Detention'!AU37+'Floating Island Wet Det'!AS37+IF('Tree Well'!I17=\"Detention\",'Tree Well'!BD29, 0)+IF('Rain Garden'!J12=\"Detention\", 'Rain Garden'!BJ36, 0)+IF('User Defined BMP'!I11=\"Detention\", 'User Defined BMP'!AW28, 0)","v":0},null,null,null,null,null,"Pervious Pavement",{"$f":"IF('Pervious Pavement'!O14>0, 'Pervious Pavement'!O14, 0)","v":0},{"$f":"IF('Pervious Pavement'!P14>0, 'Pervious Pavement'!P14, 0)","v":0},{"$f":"IF('Pervious Pavement'!Q14>0, 'Pervious Pavement'!Q14, 0)","v":0},{"$f":"IF('Pervious Pavement'!R14>0, 'Pervious Pavement'!R14, 0)","v":0},{"$f":"IF(U7=1, 2, 0)","v":{"$error":"#N/A"}},{"$error":"#N/A"},{"$error":"#N/A"},0,null,null,null,null,"P",{"$f":"E56","v":0},{"$f":"(AI8+AD8)*(Z8/100)","v":0},{"$f":"(AD8+AI8)-AA8","v":0},{"$f":"'Watershed Characteristics'!$T$14","v":0},{"$f":"'Watershed Characteristics'!$T$20","v":0},{"$f":"IF('Stormwater Treatment Analysis'!$AA$5=1,(1-('Stormwater Treatment Analysis'!$AA$6/100))*AD8, IF((1-(Sheet123!AC8/Sheet123!AD8))<0, 0, (Sheet123!AC8/Sheet123!AD8)*AD8))","v":{"$error":"#DIV/0!"}},{"$f":"$M$32","v":0},0,{"$f":"'Watershed Characteristics'!T29","v":0},{"$f":"'Watershed Characteristics'!T35","v":0},{"$f":"IF('Stormwater Treatment Analysis'!$AA$5=1,(1-('Stormwater Treatment Analysis'!$AA$6/100))*AI8, IF((1-(Sheet123!AH8/Sheet123!AI8))<0, 0, (Sheet123!AH8/Sheet123!AI8)*AI8))","v":{"$error":"#DIV/0!"}},{"$f":"N32","v":0},{"$f":"(1-(AK8/100))*AI8","v":0},null,null,null,null,null,null,null,null,null,null,{"$f":"AW6","v":0},{"$f":"AX6","v":0}]
[null,"Detention Time (Phos)",{"$f":"'Wet Detention'!AR38+'Floating Island Wet Det'!AP38+IF('Tree Well'!F17=\"Detention\",'Tree Well'!AC30, 0)+IF('Rain Garden'!G12=\"Detention\", 'Rain Garden'!AF37, 0)+IF('User Defined BMP'!F11=\"Detention\", 'User Defined BMP'!Y29, 0)","v":0},{"$f":"'Wet Detention'!AS38+'Floating Island Wet Det'!AQ38+IF('Tree Well'!G17=\"Detention\",'Tree Well'!AL30, 0)+IF('Rain Garden'!H12=\"Detention\", 'Rain Garden'!AP37, 0)+IF('User Defined BMP'!G11=\"Detention\", 'User Defined BMP'!AG29, 0)","v":0},{"$f":"'Wet Detention'!AT38+'Floating Island Wet Det'!AR38+IF('Tree Well'!H17=\"Detention\",'Tree Well'!AU30, 0)+IF('Rain Garden'!I12=\"Detention\", 'Rain Garden'!AZ37, 0)+IF('User Defined BMP'!H11=\"Detention\", 'User Defined BMP'!AO29, 0)","v":0},{"$f":"'Wet Detention'!AU38+'Floating Island Wet Det'!AS38+IF('Tree Well'!I17=\"Detention\",'Tree Well'!BD30, 0)+IF('Rain Garden'!J12=\"Detention\", 'Rain Garden'!BJ37, 0)+IF('User Defined BMP'!I11=\"Detention\", 'User Defined BMP'!AW29, 0)","v":0},null,null,null,null,null,"Stormwater Harvesting",{"$f":"IF(C11=\"\", 0, C11)","v":0},{"$f":"IF(D11=\"\", 0, D11)","v":0},{"$f":"IF(E11=\"\", 0, E11)","v":0},{"$f":"IF(F11=\"\", 0, F11)","v":0},{"$f":"IF(U9=1, 1, 0)","v":{"$error":"#N/A"}},{"$error":"#N/A"},{"$error":"#N/A"},0,{"$f":"IF('Watershed Characteristics'!$AK$29=Sheet123!W9,1,0)","v":{"$error":"#N/A"}},{"$f":"'Catch Config.'!$B$41","v":"D - 3 Catchment-Series"},4,"Config 4","N",{"$f":"E66","v":0},{"$f":"(AN9)*(Z9/100)","v":0},{"$f":"(AN9)-AA9","v":0},{"$f":"'Watershed Characteristics'!$T$13","v":0},{"$f":"'Watershed Characteristics'!$T$19","v":0},{"$f":"IF('Stormwater Treatment Analysis'!$AA$5=1,(1-('Stormwater Treatment Analysis'!$AA$6/100))*AD9, IF((1-(Sheet123!AC9/Sheet123!AD9))<0, 0, (Sheet123!AC9/Sheet123!AD9)*AD9))","v":{"$error":"#DIV/0!"}},{"$f":"$M$31","v":0},{"$f":"(1-(AF9/100))*AD9","v":0},{"$f":"'Watershed Characteristics'!T13+'Watershed Characteristics'!T28","v":0},{"$f":"'Watershed Characteristics'!T19+'Watershed Characteristics'!T34","v":0},{"$f":"IF('Stormwater Treatment Analysis'!$AA$5=1,(1-('Stormwater Treatment Analysis'!$AA$6/100))*AI9, IF((1-(Sheet123!AH9/Sheet123!AI9))<0, 0, (Sheet123!AH9/Sheet123!AI9)*AI9))","v":{"$error":"#DIV/0!"}},{"$f":"AK5","v":0},{"$f":"(1-(AK9/100))*AI9","v":0},{"$f":"'Watershed Characteristics'!T13+'Watershed Characteristics'!T28+'Watershed Characteristics'!T43","v":0},{"$f":"'Watershed Characteristics'!T19+'Watershed Characteristics'!T34+'Watershed Characteristics'!T49","v":0},{"$f":"IF('Stormwater Treatment Analysis'!$AA$5=1,(1-('Stormwater Treatment Analysis'!$AA$6/100))*AN9, IF((1-(Sheet123!AM9/Sheet123!AN9))<0, 0, (Sheet123!AM9/Sheet123!AN9)*AN9))","v":{"$error":"#DIV/0!"}},{"$f":"Z9","v":0},{"$f":"(1-(AP9/100))*AN9","v":0},null,null,null,null,null,{"$f":"AM9","v":0},{"$f":"AN9","v":0}]
[null,"Treatment",null,null,null,null,null,null,null,null,null,"Underdrain Biofiltration TN",{"$f":"IF(C13=\"\", 0, C13)","v":0},0,0,0,{"$f":"IF(U9=1, 2, 0)","v":{"$error":"#N/A"}},{"$error":"#N/A"},{"$error":"#N/A"},0,null,null,null,null,"P",{"$f":"E67","v":0},{"$f":"(AN10)*(Z10/100)","v":0},{"$f":"(AN10)-AA10","v":0},{"$f":"'Watershed Characteristics'!$T$14","v":0},{"$f":"'Watershed Characteristics'!$T$20","v":0},{"$f":"IF('Stormwater Treatment Analysis'!$AA$5=1,(1-('Stormwater Treatment Analysis'!$AA$6/100))*AD10, IF((1-(Sheet123!AC10/Sheet123!AD10))<0, 0, (Sheet123!AC10/Sheet123!AD10)*AD10))","v":{"$error":"#DIV/0!"}},{"$f":"$M$32","v":0},0,{"$f":"'Watershed Characteristics'!T14+'Watershed Characteristics'!T29","v":0},{"$f":"'Watershed Characteristics'!T20+'Watershed Characteristics'!T35","v":0},{"$f":"IF('Stormwater Treatment Analysis'!$AA$5=1,(1-('Stormwater Treatment Analysis'!$AA$6/100))*AI10, IF((1-(Sheet123!AH10/Sheet123!AI10))<0, 0, (Sheet123!AH10/Sheet123!AI10)*AI10))","v":{"$error":"#DIV/0!"}},{"$f":"AK6","v":0},{"$f":"(1-(AK10/100))*AI10","v":0},{"$f":"'Watershed Characteristics'!T14+'Watershed Characteristics'!T29+'Watershed Characteristics'!T44","v":0},{"$f":"'Watershed Characteristics'!T20+'Watershed Characteristics'!T35+'Watershed Characteristics'!T50","v":0},{"$f":"IF('Stormwater Treatment Analysis'!$AA$5=1,(1-('Stormwater Treatment Analysis'!$AA$6/100))*AN10, IF((1-(Sheet123!AM10/Sheet123!AN10))<0, 0, (Sheet123!AM10/Sheet123!AN10)*AN10))","v":{"$error":"#DIV/0!"}},{"$f":"Z10","v":0},{"$f":"(1-(AP10/100))*AN10","v":0},null,null,null,null,null,{"$f":"AM10","v":0},{"$f":"AN10","v":0}]
["Stormwater Harvesting",null,{"$f":"'Stormwater Harvesting'!I47","v":""},{"$f":"'Stormwater Harvesting'!J47","v":""},{"$f":"'Stormwater Harvesting'!K47","v":""},{"$f":"'Stormwater Harvesting'!L47","v":""},null,null,null,null,null,"Underdrain Biofiltration TP",0,0,0,0,{"$f":"IF(U11=1, 1, 0)","v":{"$error":"#N/A"}},{"$error":"#N/A"},{"$error":"#N/A"},0,{"$f":"IF('Watershed Characteristics'!$AK$29=Sheet123!W11,1,0)","v":{"$error":"#N/A"}},{"$f":"'Catch Config.'!$L$17","v":"E - 3 Catchment-Parallel"},5,"Config 5","N",{"$f":"E75","v":0},{"$f":"(AD11+AI11+AN11)*(Z11/100)","v":0},{"$f":"(AD11+AI11+AN11)-AA11","v":0},{"$f":"'Watershed Characteristics'!$T$13","v":0},{"$f":"'Watershed Characteristics'!$T$19","v":0},{"$f":"IF('Stormwater Treatment Analysis'!$AA$5=1,(1-('Stormwater Treatment Analysis'!$AA$6/100))*AD11, IF((1-(Sheet123!AC11/Sheet123!AD11))<0, 0, (Sheet123!AC11/Sheet123!AD11)*AD11))","v":{"$error":"#DIV/0!"}},{"$f":"$M$31","v":0},0,{"$f":"AH7","v":0},0,{"$error":"#DIV/0!"},{"$f":"AK7","v":0},{"$f":"AL7","v":0},{"$f":"'Watershed Characteristics'!T43","v":0},{"$f":"'Watershed Characteristics'!T49","v":0},{"$f":"IF('Stormwater Treatment Analysis'!$AA$5=1,(1-('Stormwater Treatment Analysis'!$AA$6/100))*AN11, IF((1-(Sheet123!AM11/Sheet123!AN11))<0, 0, (Sheet123!AM11/Sheet123!AN11)*AN11))","v":{"$error":"#DIV/0!"}},{"$f":"O31","v":0},{"$f":"(1-(AP11/100))*AN11","v":0},null,null,null,null,null,{"$f":"AW9","v":0},{"$f":"AX9","v":0}]
["Rainwater Harvesting",null,{"$f":"'Rainwater Harvesting'!H49","v":""},{"$f":"'Rainwater Harvesting'!I49","v":""},{"$f":"'Rainwater Harvesting'!J49","v":""},{"$f":"'Rainwater Harvesting'!K49","v":""},null,null,null,null,null,"Greenroof",0,0,0,0,{"$f":"IF(U11=1, 2, 0)","v":{"$error":"#N/A"}},{"$error":"#N/A"},{"$error":"#N/A"},0,null,null,null,null,"P",{"$f":"E76","v":0},{"$f":"(AD12+AI12+AN12)*(Z12/100)","v":0},{"$f":"(AD12+AI12+AN12)-AA12","v":0},{"$f":"'Watershed Characteristics'!$T$14","v":0},{"$f":"'Watershed Characteristics'!$T$20","v":0},{"$f":"IF('Stormwater Treatment Analysis'!$AA$5=1,(1-('Stormwater Treatment Analysis'!$AA$6/100))*AD12, IF((1-(Sheet123!AC12/Sheet123!AD12))<0, 0, (Sheet123!AC12/Sheet123!AD12)*AD12))","v":{"$error":"#DIV/0!"}},{"$f":"$M$32","v":0},0,0,0,{"$error":"#DIV/0!"},{"$f":"AK8","v":0},{"$f":"AL8","v":0},{"$f":"'Watershed Characteristics'!T44","v":0},{"$f":"'Watershed Characteristics'!T50","v":0},{"$f":"IF('Stormwater Treatment Analysis'!$AA$5=1,(1-('Stormwater Treatment Analysis'!$AA$6/100))*AN12, IF((1-(Sheet123!AM12/Sheet123!AN12))<0, 0, (Sheet123!AM12/Sheet123!AN12)*AN12))","v":{"$error":"#DIV/0!"}},{"$f":"O32","v":0},0,null,null,null,null,null,{"$f":"AW10","v":0},0]
["Underdrain Bio-filtration","N",{"$f":"'Underdrain Biofiltration'!AG28","v":""},{"$f":"'Underdrain Biofiltration'!AH28","v":""},{"$f":"'Underdrain Biofiltration'!AI28","v":""},{"$f":"'Underdrain Biofiltration'!AJ28","v":""},null,null,null,null,null,"Rainwater Harvesting",{"$f":"IF(C12=\"\", 0, C12)","v":0},{"$f":"IF(D12=\"\", 0, D12)","v":0},{"$f":"IF(E12=\"\", 0, E12)","v":0},{"$f":"IF(F12=\"\", 0, F12)","v":0},{"$f":"IF(U13=1, 1, 0)","v":{"$error":"#N/A"}},{"$error":"#N/A"},{"$error":"#N/A"},0,{"$f":"IF('Watershed Characteristics'!$AK$29=Sheet123!W13,1,0)","v":{"$error":"#N/A"}},{"$f":"'Catch Config.'!$L$28","v":"F - Mixed-3 Catchment-2 Series-Parallel (A)"},6,"Config 6","N",{"$f":"E87","v":0},{"$f":"(AN13)*(Z13/100)","v":0},{"$f":"(AN13)-AA13","v":0},{"$f":"'Watershed Characteristics'!$T$13","v":0},{"$f":"'Watershed Characteristics'!$T$19","v":0},{"$f":"IF('Stormwater Treatment Analysis'!$AA$5=1,(1-('Stormwater Treatment Analysis'!$AA$6/100))*AD13, IF((1-(Sheet123!AC13/Sheet123!AD13))<0, 0, (Sheet123!AC13/Sheet123!AD13)*AD13))","v":{"$error":"#DIV/0!"}},{"$f":"$M$31","v":0},0,{"$f":"AH7","v":0},0,{"$error":"#DIV/0!"},0,0,{"$f":"AM9","v":0},0,{"$f":"IF('Stormwater Treatment Analysis'!$AA$5=1,(1-('Stormwater Treatment Analysis'!$AA$6/100))*AN13, IF((1-(Sheet123!AM13/Sheet123!AN13))<0, 0, (Sheet123!AM13/Sheet123!AN13)*AN13))","v":{"$error":"#DIV/0!"}},{"$f":"Z13","v":0},0,null,null,null,null,null,0,0]
[null,"P",{"$f":"'Underdrain Biofiltration'!AG29","v":""},{"$f":"'Underdrain Biofiltration'!AH29","v":""},{"$f":"'Underdrain Biofiltration'!AI29","v":""},{"$f":"'Underdrain Biofiltration'!AJ29","v":""},null,null,null,null,null,"Floating Island TN",{"$f":"IF('Floating Island Wet Det'!AC35=\"\", 0, 'Floating Island Wet Det'!AC35)","v":0},{"$f":"IF('Floating Island Wet Det'!AD35=\"\", 0, 'Floating Island Wet Det'!AD35)","v":0},{"$f":"IF('Floating Island Wet Det'!AE35=\"\", 0, 'Floating Island Wet Det'!AE35)","v":0},{"$f":"IF('Floating Island Wet Det'!AF35=\"\", 0, 'Floating Island Wet Det'!AF35)","v":0},{"$f":"IF(U13=1, 2, 0)","v":{"$error":"#N/A"}},{"$error":"#N/A"},{"$error":"#N/A"},0,null,null,null,null,"P",{"$f":"E88","v":0},{"$f":"(AN14)*(Z14/100)","v":0},{"$f":"(AN14)-AA14","v":0},{"$f":"'Watershed Characteristics'!$T$14","v":0},{"$f":"'Watershed Characteristics'!$T$20","v":0},{"$f":"IF('Stormwater Treatment Analysis'!$AA$5=1,(1-('Stormwater Treatment Analysis'!$AA$6/100))*AD14, IF((1-(Sheet123!AC14/Sheet123!AD14))<0, 0, (Sheet123!AC14/Sheet123!AD14)*AD14))","v":{"$error":"#DIV/0!"}},{"$f":"$M$32","v":0},0,0,0,{"$error":"#DIV/0!"},0,0,0,0,{"$f":"IF('Stormwater Treatment Analysis'!$AA$5=1,(1-('Stormwater Treatment Analysis'!$AA$6/100))*AN14, IF((1-(Sheet123!AM14/Sheet123!AN14))<0, 0, (Sheet123!AM14/Sheet123!AN14)*AN14))","v":{"$error":"#DIV/0!"}},{"$f":"Z14","v":0},0,null,null,null,null,null,0,0]
["Green Roof",null,{"$f":"Greenroof!E53","v":""},{"$f":"Greenroof!F53","v":""},{"$f":"Greenroof!G53","v":""},{"$f":"Greenroof!H53","v":""},null,null,null,null,null,"Floating Island TP",{"$f":"IF('Floating Island Wet Det'!AC36=\"\", 0, 'Floating Island Wet Det'!AC36)","v":0},{"$f":"IF('Floating Island Wet Det'!AD36=\"\", 0, 'Floating Island Wet Det'!AD36)","v":0},{"$f":"IF('Floating Island Wet Det'!AE36=\"\", 0, 'Floating Island Wet Det'!AE36)","v":0},{"$f":"IF('Floating Island Wet Det'!AF36=\"\", 0, 'Floating Island Wet Det'!AF36)","v":0},{"$f":"IF(U15=1, 1, 0)","v":{"$error":"#N/A"}},{"$error":"#N/A"},{"$error":"#N/A"},0,{"$f":"IF('Watershed Characteristics'!$AK$29=Sheet123!W15,1,0)","v":{"$error":"#N/A"}},{"$f":"'Catch Config.'!$L$37","v":"G - Mixed-3 Catchment-2 Series-Parallel (B)"},7,"Config 7","N",{"$f":"E98","v":0},{"$f":"(AI15+AN15)*(Z15/100)","v":0},{"$f":"(AI15+AN15)-AA15","v":0},{"$f":"'Watershed Characteristics'!$T$13","v":0},{"$f":"'Watershed Characteristics'!$T$19","v":0},{"$f":"IF('Stormwater Treatment Analysis'!$AA$5=1,(1-('Stormwater Treatment Analysis'!$AA$6/100))*AD15, IF((1-(Sheet123!AC15/Sheet123!AD15))<0, 0, (Sheet123!AC15/Sheet123!AD15)*AD15))","v":{"$error":"#DIV/0!"}},{"$f":"$M$31","v":0},0,{"$f":"AH5","v":0},0,{"$error":"#DIV/0!"},0,0,0,0,{"$f":"AO11","v":{"$error":"#DIV/0!"}},{"$f":"O31","v":0},0,null,null,null,null,null,0,0]
["Vegetated Natural Buffer","N",{"$f":"'Vegetated Natural Buffer'!H49","v":""},{"$f":"'Vegetated Natural Buffer'!I49","v":""},{"$f":"'Vegetated Natural Buffer'!J49","v":""},{"$f":"'Vegetated Natural Buffer'!K49","v":""},null,null,null,null,null,"VNB TN",{"$f":"IF(C16=\"\", 0, C16)","v":0},{"$f":"IF(D16=\"\", 0, D16)","v":0},0,0,{"$f":"IF(U15=1, 2, 0)","v":{"$error":"#N/A"}},{"$error":"#N/A"},{"$error":"#N/A"},0,null,null,null,null,"P",{"$f":"E99","v":0},{"$f":"(AI16+AN16)*(Z16/100)","v":0},{"$f":"(AI16+AN16)-AA16","v":0},{"$f":"'Watershed Characteristics'!$T$14","v":0},{"$f":"'Watershed Characteristics'!$T$20","v":0},{"$f":"IF('Stormwater Treatment Analysis'!$AA$5=1,(1-('Stormwater Treatment Analysis'!$AA$6/100))*AD16, IF((1-(Sheet123!AC16/Sheet123!AD16))<0, 0, (Sheet123!AC16/Sheet123!AD16)*AD16))","v":{"$error":"#DIV/0!"}},{"$f":"$M$32","v":0},0,0,0,{"$error":"#DIV/0!"},0,0,0,0,{"$f":"AO12","v":{"$error":"#DIV/0!"}},{"$f":"O32","v":0},0,null,null,null,null,null,0,0]
[null,"P",{"$f":"'Vegetated Natural Buffer'!H50","v":""},{"$f":"'Vegetated Natural Buffer'!I50","v":""},{"$f":"'Vegetated Natural Buffer'!J50","v":""},{"$f":"'Vegetated Natural Buffer'!K50","v":""},null,null,null,null,null,"VNB TP",{"$f":"IF(C17=\"\", 0, C17)","v":0},0,0,0,{"$f":"IF(U17=1, 1, 0)","v":{"$error":"#N/A"}},{"$error":"#N/A"},{"$error":"#N/A"},0,{"$f":"IF('Watershed Characteristics'!$AK$29=Sheet123!W17,1,0)","v":{"$error":"#N/A"}},{"$f":"'Catch Config.'!$L$42","v":"H - 4 Catchment-Series"},8,"Config 8","N",{"$f":"E109","v":0},{"$f":"(AS17)*(Z17/100)","v":0},{"$f":"(AS17)-AA17","v":0},{"$f":"'Watershed Characteristics'!$T$13","v":0},{"$f":"'Watershed Characteristics'!$T$19","v":0},{"$f":"IF('Stormwater Treatment Analysis'!$AA$5=1,(1-('Stormwater Treatment Analysis'!$AA$6/100))*AD17, IF((1-(Sheet123!AC17/Sheet123!AD17))<0, 0, (Sheet123!AC17/Sheet123!AD17)*AD17))","v":{"$error":"#DIV/0!"}},{"$f":"$M$31","v":0},0,{"$f":"AH9","v":0},0,{"$error":"#DIV/0!"},0,0,{"$f":"AM9","v":0},0,{"$f":"AO9","v":{"$error":"#DIV/0!"}},0,0,{"$f":"'Watershed Characteristics'!T13+'Watershed Characteristics'!T28+'Watershed Characteristics'!T43+'Watershed Characteristics'!T58","v":0},{"$f":"'Watershed Characteristics'!T19+'Watershed Characteristics'!T34+'Watershed Characteristics'!T49+'Watershed Characteristics'!T64","v":0},{"$f":"IF('Stormwater Treatment Analysis'!$AA$5=1,(1-('Stormwater Treatment Analysis'!$AA$6/100))*AS17, IF((1-(Sheet123!AR17/Sheet123!AS17))<0, 0, (Sheet123!AR17/Sheet123!AS17)*AS17))","v":{"$error":"#DIV/0!"}},{"$f":"Z17","v":0},{"$f":"(1-(AU17/100))*AS17","v":0},{"$f":"AR17","v":0},{"$f":"AS17","v":0}]
["Vegetated Filter Strips","N",{"$f":"IF('Vegetated Filter Strip'!I50=0, \"\", 'Vegetated Filter Strip'!I50)","v":""},{"$f":"IF('Vegetated Filter Strip'!J50=0, \"\", 'Vegetated Filter Strip'!J50)","v":""},{"$f":"IF('Vegetated Filter Strip'!K50=0, \"\", 'Vegetated Filter Strip'!K50)","v":""},{"$f":"IF('Vegetated Filter Strip'!L50=0, \"\", 'Vegetated Filter Strip'!L50)","v":""},null,null,null,null,null,"VFS TN",{"$f":"IF(C18=\"\", 0, C18)","v":0},0,0,0,{"$f":"IF(U17=1, 2, 0)","v":{"$error":"#N/A"}},{"$error":"#N/A"},{"$error":"#N/A"},0,null,null,null,null,"P",{"$f":"E110","v":0},{"$f":"(AS18)*(Z18/100)","v":0},{"$f":"(AS18)-AA18","v":0},{"$f":"'Watershed Characteristics'!$T$14","v":0},{"$f":"'Watershed Characteristics'!$T$20","v":0},{"$f":"IF('Stormwater Treatment Analysis'!$AA$5=1,(1-('Stormwater Treatment Analysis'!$AA$6/100))*AD18, IF((1-(Sheet123!AC18/Sheet123!AD18))<0, 0, (Sheet123!AC18/Sheet123!AD18)*AD18))","v":{"$error":"#DIV/0!"}},{"$f":"$M$32","v":0},0,0,0,{"$error":"#DIV/0!"},0,0,0,0,{"$error":"#DIV/0!"},0,0,{"$f":"'Watershed Characteristics'!T14+'Watershed Characteristics'!T29+'Watershed Characteristics'!T44+'Watershed Characteristics'!T59","v":0},{"$f":"'Watershed Characteristics'!T20+'Watershed Characteristics'!T35+'Watershed Characteristics'!T50+'Watershed Characteristics'!T65","v":0},{"$f":"IF('Stormwater Treatment Analysis'!$AA$5=1,(1-('Stormwater Treatment Analysis'!$AA$6/100))*AS18, IF((1-(Sheet123!AR18/Sheet123!AS18))<0, 0, (Sheet123!AR18/Sheet123!AS18)*AS18))","v":{"$error":"#DIV/0!"}},{"$f":"Z18","v":0},0,{"$f":"AR18","v":0},{"$f":"AS18","v":0}]
[null,"P",{"$f":"IF('Vegetated Filter Strip'!I51=0, \"\", 'Vegetated Filter Strip'!I51)","v":""},{"$f":"IF('Vegetated Filter Strip'!J51=0, \"\", 'Vegetated Filter Strip'!J51)","v":""},{"$f":"IF('Vegetated Filter Strip'!K51=0, \"\", 'Vegetated Filter Strip'!K51)","v":""},{"$f":"IF('Vegetated Filter Strip'!L51=0, \"\", 'Vegetated Filter Strip'!L51)","v":""},null,null,null,null,null,"VFS TP",{"$f":"IF(C19=\"\", 0, C19)","v":0},0,0,0,{"$f":"IF(U19=1, 1, 0)","v":{"$error":"#N/A"}},{"$error":"#N/A"},{"$error":"#N/A"},0,{"$f":"IF('Watershed Characteristics'!$AK$29=Sheet123!W19,1,0)","v":{"$error":"#N/A"}},{"$f":"'Catch Config.'!$Y$16","v":"I - Mixed-4 Catchment-Series (A)"},9,"Config 9","N",{"$f":"E119","v":0},{"$f":"(AS19)*(Z19/100)","v":0},{"$f":"(AS19)-AA19","v":0},{"$f":"'Watershed Characteristics'!$T$13","v":0},{"$f":"'Watershed Characteristics'!$T$19","v":0},{"$f":"IF('Stormwater Treatment Analysis'!$AA$5=1,(1-('Stormwater Treatment Analysis'!$AA$6/100))*AD19, IF((1-(Sheet123!AC19/Sheet123!AD19))<0, 0, (Sheet123!AC19/Sheet123!AD19)*AD19))","v":{"$error":"#DIV/0!"}},{"$f":"$M$31","v":0},0,{"$f":"AH5","v":0},0,{"$error":"#DIV/0!"},0,0,0,0,{"$error":"#DIV/0!"},0,0,{"$f":"AR17","v":0},0,{"$error":"#DIV/0!"},{"$f":"Z19","v":0},{"$f":"(1-(AU19/100))*AS19","v":0},{"$f":"AW17","v":0},{"$f":"AX17","v":0}]
["User Defined","N",{"$f":"'User Defined BMP'!H36","v":""},{"$f":"'User Defined BMP'!I36","v":""},{"$f":"'User Defined BMP'!J36","v":""},{"$f":"'User Defined BMP'!K36","v":""},null,null,null,null,null,"Tree Well TN",{"$f":"IF('Tree Well'!I51=\"\", 0, 'Tree Well'!I51)","v":0},{"$f":"IF('Tree Well'!J51=\"\", 0, 'Tree Well'!J51)","v":0},{"$f":"IF('Tree Well'!K51=\"\", 0, 'Tree Well'!K51)","v":0},{"$f":"IF('Tree Well'!L51=\"\", 0, 'Tree Well'!L51)","v":0},{"$f":"IF(U19=1, 2, 0)","v":{"$error":"#N/A"}},{"$error":"#N/A"},{"$error":"#N/A"},0,null,null,null,null,"P",{"$f":"E120","v":0},{"$f":"(AS20)*(Z20/100)","v":0},{"$f":"(AS20)-AA20","v":0},{"$f":"'Watershed Characteristics'!$T$14","v":0},{"$f":"'Watershed Characteristics'!$T$20","v":0},{"$f":"IF('Stormwater Treatment Analysis'!$AA$5=1,(1-('Stormwater Treatment Analysis'!$AA$6/100))*AD20, IF((1-(Sheet123!AC20/Sheet123!AD20))<0, 0, (Sheet123!AC20/Sheet123!AD20)*AD20))","v":{"$error":"#DIV/0!"}},{"$f":"$M$32","v":0},0,0,0,{"$error":"#DIV/0!"},0,0,0,0,{"$error":"#DIV/0!"},0,0,0,0,{"$error":"#DIV/0!"},{"$f":"Z20","v":0},0,{"$f":"AW18","v":0},0]
[null,"P",{"$f":"'User Defined BMP'!H37","v":""},{"$f":"'User Defined BMP'!I37","v":""},{"$f":"'User Defined BMP'!J37","v":""},{"$f":"'User Defined BMP'!K37","v":""},null,null,null,null,null,"Tree Well TP",{"$f":"IF('Tree Well'!I52=\"\", 0, 'Tree Well'!I52)","v":0},{"$f":"IF('Tree Well'!J52=\"\", 0, 'Tree Well'!J52)","v":0},{"$f":"IF('Tree Well'!K52=\"\", 0, 'Tree Well'!K52)","v":0},{"$f":"IF('Tree Well'!L52=\"\", 0, 'Tree Well'!L52)","v":0},{"$f":"IF(U21=1, 1, 0)","v":{"$error":"#N/A"}},{"$error":"#N/A"},{"$error":"#N/A"},0,{"$f":"IF('Watershed Characteristics'!$AK$29=Sheet123!W21,1,0)","v":{"$error":"#N/A"}},{"$f":"'Catch Config.'!$Y$25","v":"J - Mixed-4 Catchment-3 Series-Parallel"},10,"Config 10","N",{"$f":"E131","v":0},{"$f":"(AN21+AS21)*(Z21/100)","v":0},{"$f":"(AN21+AS21)-AA21","v":0},{"$f":"'Watershed Characteristics'!$T$13","v":0},{"$f":"'Watershed Characteristics'!$T$19","v":0},{"$f":"IF('Stormwater Treatment Analysis'!$AA$5=1,(1-('Stormwater Treatment Analysis'!$AA$6/100))*AD21, IF((1-(Sheet123!AC21/Sheet123!AD21))<0, 0, (Sheet123!AC21/Sheet123!AD21)*AD21))","v":{"$error":"#DIV/0!"}},{"$f":"$M$31","v":0},0,{"$f":"AH9","v":0},0,{"$error":"#DIV/0!"},0,0,0,0,{"$error":"#DIV/0!"},0,0,{"$f":"'Watershed Characteristics'!T58","v":0},{"$f":"'Watershed Characteristics'!T64","v":0},{"$f":"IF('Stormwater Treatment Analysis'!$AA$5=1,(1-('Stormwater Treatment Analysis'!$AA$6/100))*AS21, IF((1-(Sheet123!AR21/Sheet123!AS21))<0, 0, (Sheet123!AR21/Sheet123!AS21)*AS21))","v":{"$error":"#DIV/0!"}},{"$f":"P31","v":0},0,0,0]
["BMP 1","N",null,null,null,null,null,null,null,null,null,"Rain Garden TN",{"$f":"IF('Rain Garden'!I51=\"\", 0, 'Rain Garden'!I51)","v":0},{"$f":"IF('Rain Garden'!J51=\"\", 0, 'Rain Garden'!J51)","v":0},{"$f":"IF('Rain Garden'!K51=\"\", 0, 'Rain Garden'!K51)","v":0},{"$f":"IF('Rain Garden'!L51=\"\", 0, 'Rain Garden'!L51)","v":0},{"$f":"IF(U21=1, 2, 0)","v":{"$error":"#N/A"}},{"$error":"#N/A"},{"$error":"#N/A"},0,null,null,null,null,"P",{"$f":"E132","v":0},{"$f":"(AN22+AS22)*(Z22/100)","v":0},{"$f":"(AN22+AS22)-AA22","v":0},{"$f":"'Watershed Characteristics'!$T$14","v":0},{"$f":"'Watershed Characteristics'!$T$20","v":0},{"$f":"IF('Stormwater Treatment Analysis'!$AA$5=1,(1-('Stormwater Treatment Analysis'!$AA$6/100))*AD22, IF((1-(Sheet123!AC22/Sheet123!AD22))<0, 0, (Sheet123!AC22/Sheet123!AD22)*AD22))","v":{"$error":"#DIV/0!"}},{"$f":"$M$32","v":0},0,{"$f":"AH10","v":0},0,{"$error":"#DIV/0!"},0,0,0,0,{"$error":"#DIV/0!"},0,0,{"$f":"'Watershed Characteristics'!T59","v":0},{"$f":"'Watershed Characteristics'!T65","v":0},{"$f":"IF('Stormwater Treatment Analysis'!$AA$5=1,(1-('Stormwater Treatment Analysis'!$AA$6/100))*AS22, IF((1-(Sheet123!AR22/Sheet123!AS22))<0, 0, (Sheet123!AR22/Sheet123!AS22)*AS22))","v":{"$error":"#DIV/0!"}},{"$f":"P32","v":0},0,0,0]
[null,"P",null,null,null,null,null,null,null,null,null,"Rain Garden TP",{"$f":"IF('Rain Garden'!I52=\"\", 0, 'Rain Garden'!I52)","v":0},{"$f":"IF('Rain Garden'!J52=\"\", 0, 'Rain Garden'!J52)","v":0},{"$f":"IF('Rain Garden'!K52=\"\", 0, 'Rain Garden'!K52)","v":0},{"$f":"IF('Rain Garden'!L52=\"\", 0, 'Rain Garden'!L52)","v":0},{"$f":"IF(U23=1, 1, 0)","v":{"$error":"#N/A"}},{"$error":"#N/A"},{"$error":"#N/A"},0,{"$f":"IF('Watershed Characteristics'!$AK$29=Sheet123!W23,1,0)","v":{"$error":"#N/A"}},{"$f":"'Catch Config.'!$Y$37","v":"K - Mixed-4 Catchment-Series (B)"},11,"Config 11","N",{"$f":"E141","v":0},{"$f":"(AS23)*(Z23/100)","v":0},{"$f":"(AS23)-AA23","v":0},{"$f":"'Watershed Characteristics'!$T$13","v":0},{"$f":"'Watershed Characteristics'!$T$19","v":0},{"$f":"IF('Stormwater Treatment Analysis'!$AA$5=1,(1-('Stormwater Treatment Analysis'!$AA$6/100))*AD23, IF((1-(Sheet123!AC23/Sheet123!AD23))<0, 0, (Sheet123!AC23/Sheet123!AD23)*AD23))","v":{"$error":"#DIV/0!"}},{"$f":"$M$31","v":0},0,{"$f":"AH13","v":0},0,{"$error":"#DIV/0!"},0,0,0,0,{"$error":"#DIV/0!"},0,0,{"$f":"AR17","v":0},0,{"$error":"#DIV/0!"},{"$f":"Z23","v":0},0,0,0]
["BMP 2","N",null,null,null,null,null,null,null,null,null,"Swale TN",{"$f":"IF(Swale!J52=\"\", 0, Swale!J52)","v":0},{"$f":"IF(Swale!K52=\"\", 0, Swale!K52)","v":0},{"$f":"IF(Swale!L52=\"\", 0, Swale!L52)","v":0},{"$f":"IF(Swale!M52=\"\", 0, Swale!M52)","v":0},{"$f":"IF(U23=1, 2, 0)","v":{"$error":"#N/A"}},{"$error":"#N/A"},{"$error":"#N/A"},0,null,null,null,null,"P",{"$f":"E142","v":0},{"$f":"(AS24)*(Z24/100)","v":0},{"$f":"(AS24)-AA24","v":0},{"$f":"'Watershed Characteristics'!$T$14","v":0},{"$f":"'Watershed Characteristics'!$T$20","v":0},{"$f":"IF('Stormwater Treatment Analysis'!$AA$5=1,(1-('Stormwater Treatment Analysis'!$AA$6/100))*AD24, IF((1-(Sheet123!AC24/Sheet123!AD24))<0, 0, (Sheet123!AC24/Sheet123!AD24)*AD24))","v":{"$error":"#DIV/0!"}},{"$f":"$M$32","v":0},0,{"$f":"AH14","v":0},0,{"$error":"#DIV/0!"},0,0,0,0,{"$error":"#DIV/0!"},0,0,0,0,{"$error":"#DIV/0!"},{"$f":"Z24","v":0},{"$f":"(1-(AU24/100))*AS24","v":0},0,0]
[null,"P",null,null,null,null,null,null,null,null,null,"Swale TP",{"$f":"IF(Swale!J53=\"\", 0, Swale!J53)","v":0},{"$f":"IF(Swale!K53=\"\", 0, Swale!K53)","v":0},{"$f":"IF(Swale!L53=\"\", 0, Swale!L53)","v":0},{"$f":"IF(Swale!M53=\"\", 0, Swale!M53)","v":0},{"$f":"IF(U25=1, 1, 0)","v":{"$error":"#N/A"}},{"$f":"IF(R24>0, R24+1, IF(Q25=1, 1, 0))","v":{"$error":"#N/A"}},{"$f":"IF(S24>0, S24+1, IF(Q25=2, 1, 0))","v":{"$error":"#N/A"}},0,{"$f":"IF('Watershed Characteristics'!$AK$29=Sheet123!W25,1,0)","v":{"$error":"#N/A"}},{"$f":"'Catch Config.'!$Y$52","v":"L - 4 Catchment-Parallel"},12,"Config 12","N",{"$f":"E152","v":0},{"$f":"(AD25+AI25+AN25+AS25)*(Z25/100)","v":0},{"$f":"(AD25+AI25+AN25+AS25)-AA25","v":0},{"$f":"'Watershed Characteristics'!$T$13","v":0},{"$f":"'Watershed Characteristics'!$T$19","v":0},{"$f":"IF('Stormwater Treatment Analysis'!$AA$5=1,(1-('Stormwater Treatment Analysis'!$AA$6/100))*AD25, IF((1-(Sheet123!AC25/Sheet123!AD25))<0, 0, (Sheet123!AC25/Sheet123!AD25)*AD25))","v":{"$error":"#DIV/0!"}},{"$f":"$M$31","v":0},0,{"$f":"AH11","v":0},0,{"$error":"#DIV/0!"},0,0,0,0,{"$error":"#DIV/0!"},0,0,{"$f":"AR21","v":0},0,{"$error":"#DIV/0!"},0,0,0,0]
["BMP 3","N",null,null,null,null,null,null,null,null,null,"Lined Pond with Underdrain",{"$f":"IF(C28=\"\", 0, C28)","v":0},{"$f":"IF(D28=\"\", 0, D28)","v":0},{"$f":"IF(E28=\"\", 0, E28)","v":0},{"$f":"IF(F28=\"\", 0, F28)","v":0},{"$f":"IF(U25=1, 2, 0)","v":{"$error":"#N/A"}},{"$error":"#N/A"},{"$error":"#N/A"},0,null,null,null,null,"P",{"$f":"E153","v":0},{"$f":"(AD26+AI26+AN26+AS26)*(Z26/100)","v":0},{"$f":"(AD26+AI26+AN26+AS26)-AA26","v":0},{"$f":"'Watershed Characteristics'!$T$14","v":0},{"$f":"'Watershed Characteristics'!$T$20","v":0},{"$f":"IF('Stormwater Treatment Analysis'!$AA$5=1,(1-('Stormwater Treatment Analysis'!$AA$6/100))*AD26, IF((1-(Sheet123!AC26/Sheet123!AD26))<0, 0, (Sheet123!AC26/Sheet123!AD26)*AD26))","v":{"$error":"#DIV/0!"}},{"$f":"$M$32","v":0},0,{"$f":"AH12","v":0},0,{"$error":"#DIV/0!"},0,0,0,0,{"$error":"#DIV/0!"},0,0,0,0,{"$error":"#DIV/0!"},0,0,0,0]
[null,"P",null,null,null,null,null,null,null,null,null,"User Defined BMP TN",{"$f":"IF(C20=\"\", 0, C20)","v":0},0,0,0,{"$f":"IF(U27=1, 1, 0)","v":{"$error":"#N/A"}},{"$error":"#N/A"},{"$error":"#N/A"},0,{"$f":"IF('Watershed Characteristics'!$AK$29=Sheet123!W27,1,0)","v":{"$error":"#N/A"}},{"$f":"'Catch Config.'!$AI$14","v":"M - Mixed-4 Catchment-2 Series"},13,"Config 13","N",{"$f":"E166","v":0},{"$f":"(AI27+AS27)*(Z27/100)","v":0},{"$f":"(AI27+AS27)-AA27","v":0},{"$f":"'Watershed Characteristics'!$T$13","v":0},{"$f":"'Watershed Characteristics'!$T$19","v":0},{"$f":"IF('Stormwater Treatment Analysis'!$AA$5=1,(1-('Stormwater Treatment Analysis'!$AA$6/100))*AD27, IF((1-(Sheet123!AC27/Sheet123!AD27))<0, 0, (Sheet123!AC27/Sheet123!AD27)*AD27))","v":{"$error":"#DIV/0!"}},{"$f":"$M$31","v":0},0,{"$f":"AH5","v":0},0,{"$error":"#DIV/0!"},0,0,{"$f":"AM11","v":0},0,{"$error":"#DIV/0!"},0,0,{"$f":"'Watershed Characteristics'!T43+'Watershed Characteristics'!T58","v":0},{"$f":"'Watershed Characteristics'!T49+'Watershed Characteristics'!T64","v":0},{"$f":"IF('Stormwater Treatment Analysis'!$AA$5=1,(1-('Stormwater Treatment Analysis'!$AA$6/100))*AS27, IF((1-(Sheet123!AR27/Sheet123!AS27))<0, 0, (Sheet123!AR27/Sheet123!AS27)*AS27))","v":{"$error":"#DIV/0!"}},{"$f":"E166","v":0},{"$f":"(1-(AU27/100))*AS27","v":0},0,0]
["Lined Pond with Underdrain",null,{"$f":"'Lined Reuse Pond with Underdrai'!E54","v":""},{"$f":"'Lined Reuse Pond with Underdrai'!F54","v":""},{"$f":"'Lined Reuse Pond with Underdrai'!G54","v":""},{"$f":"'Lined Reuse Pond with Underdrai'!H54","v":""},null,null,null,null,null,"User Defined BMP TP",0,0,0,0,{"$f":"IF(U27=1, 2, 0)","v":{"$error":"#N/A"}},{"$error":"#N/A"},{"$error":"#N/A"},0,null,null,null,null,"P",{"$f":"E167","v":0},{"$f":"(AI28+AS28)*(Z28/100)","v":0},{"$f":"(AI28+AS28)-AA28","v":0},{"$f":"'Watershed Characteristics'!$T$14","v":0},{"$f":"'Watershed Characteristics'!$T$20","v":0},{"$f":"IF('Stormwater Treatment Analysis'!$AA$5=1,(1-('Stormwater Treatment Analysis'!$AA$6/100))*AD28, IF((1-(Sheet123!AC28/Sheet123!AD28))<0, 0, (Sheet123!AC28/Sheet123!AD28)*AD28))","v":{"$error":"#DIV/0!"}},{"$f":"$M$32","v":0},0,0,0,{"$error":"#DIV/0!"},0,0,0,0,{"$error":"#DIV/0!"},0,0,{"$f":"'Watershed Characteristics'!T44+'Watershed Characteristics'!T59","v":0},{"$f":"'Watershed Characteristics'!T50+'Watershed Characteristics'!T65","v":0},{"$f":"IF('Stormwater Treatment Analysis'!$AA$5=1,(1-('Stormwater Treatment Analysis'!$AA$6/100))*AS28, IF((1-(Sheet123!AR28/Sheet123!AS28))<0, 0, (Sheet123!AR28/Sheet123!AS28)*AS28))","v":{"$error":"#DIV/0!"}},{"$f":"E167","v":0},{"$f":"(1-(AU28/100))*AS28","v":0},0,0]
[null,"Retention %",{"$f":"BM58","v":0},{"$f":"BM63","v":0},{"$f":"BM69","v":0},{"$f":"BM74","v":0},null,null,null,null,null,"N",{"$f":"IF(OR(M5>0, M14>0, IF('Tree Well'!F17=\"Detention\", Sheet123!M20>0, 0), IF('Rain Garden'!G12=\"Detention\", Sheet123!M22>0, 0), IF('User Defined BMP'!F11=\"Detention\", Sheet123!M27>0, 0)),'If wet D'!C21, SUM(M4:M5,M7:M10,M12:M14,M16,M18,M20,M22,M24,M26,M27))","v":0},{"$f":"IF(OR(N5>0, N14>0, IF('Tree Well'!G17=\"Detention\", Sheet123!N20>0, 0), IF('Rain Garden'!H12=\"Detention\", Sheet123!N22>0, 0), IF('User Defined BMP'!G11=\"Detention\", Sheet123!N27>0, 0)),'If wet D'!D21, SUM(N4:N5,N7:N10,N12:N14,N16,N18,N20,N22,N24,N26,N27))","v":0},{"$f":"IF(OR(O5>0, O14>0, IF('Tree Well'!H17=\"Detention\", Sheet123!O20>0, 0), IF('Rain Garden'!I12=\"Detention\", Sheet123!O22>0, 0), IF('User Defined BMP'!H11=\"Detention\", Sheet123!O27>0, 0)),'If wet D'!E21, SUM(O4:O5,O7:O10,O12:O14,O16,O18,O20,O22,O24,O26,O27))","v":0},{"$f":"IF(OR(P5>0, P14>0, IF('Tree Well'!I17=\"Detention\", Sheet123!P20>0, 0), IF('Rain Garden'!J12=\"Detention\", Sheet123!P22>0, 0), IF('User Defined BMP'!I11=\"Detention\", Sheet123!P27>0, 0)),'If wet D'!F21, SUM(P4:P5,P7:P10,P12:P14,P16,P18,P20,P22,P24,P26,P27))","v":0},{"$f":"IF(U29=1, 1, 0)","v":{"$error":"#N/A"}},{"$error":"#N/A"},{"$error":"#N/A"},0,{"$f":"IF('Watershed Characteristics'!$AK$29=Sheet123!W29,1,0)","v":{"$error":"#N/A"}},{"$f":"'Catch Config.'!$AI$34","v":"N - Mixed-4 Catchment-2 Series-2 Parallel"},14,"Config 14","N",{"$f":"E176","v":0},{"$f":"(AI29+AN29+AS29)*(Z29/100)","v":0},{"$f":"(AI29+AN29+AS29)-AA29","v":0},{"$f":"'Watershed Characteristics'!$T$13","v":0},{"$f":"'Watershed Characteristics'!$T$19","v":0},{"$f":"IF('Stormwater Treatment Analysis'!$AA$5=1,(1-('Stormwater Treatment Analysis'!$AA$6/100))*AD29, IF((1-(Sheet123!AC29/Sheet123!AD29))<0, 0, (Sheet123!AC29/Sheet123!AD29)*AD29))","v":{"$error":"#DIV/0!"}},{"$f":"$M$31","v":0},0,{"$f":"AH5","v":0},0,{"$error":"#DIV/0!"},0,0,{"$f":"AM25","v":0},0,{"$error":"#DIV/0!"},0,0,0,0,{"$error":"#DIV/0!"},0,0,0,0]
[null,null,null,null,null,{"$f":"IFERROR(VLOOKUP(F29,K32:P55,6),\"\")","v":0},null,null,null,null,null,"P",{"$f":"IF(OR(M6>0,M15>0,IF('Tree Well'!F17=\"Detention\",Sheet123!M21>0,0),IF('Rain Garden'!G12=\"Detention\",Sheet123!M23>0,0),IF('User Defined BMP'!F11=\"Detention\",Sheet123!M28>0,0)),'If wet D'!C22,SUM(M4,M6:M9,M11:M13,M15,M17,M19,M21,M23,M25,M26,M28))","v":0},{"$f":"IF(OR(N6>0,N15>0,IF('Tree Well'!G17=\"Detention\",Sheet123!N21>0,0),IF('Rain Garden'!H12=\"Detention\",Sheet123!N23>0,0),IF('User Defined BMP'!G11=\"Detention\",Sheet123!N28>0,0)),'If wet D'!D22,SUM(N4,N6:N9,N11:N13,N15,N17,N19,N21,N23,N25,N28))","v":0},{"$f":"IF(OR(O6>0,O15>0,IF('Tree Well'!H17=\"Detention\",Sheet123!O21>0,0),IF('Rain Garden'!I12=\"Detention\",Sheet123!O23>0,0),IF('User Defined BMP'!H11=\"Detention\",Sheet123!O28>0,0)),'If wet D'!E22,SUM(O4,O6:O9,O11:O13,O15,O17,O19,O21,O23,O25,O28))","v":0},{"$f":"IF(OR(P6>0,P15>0,IF('Tree Well'!I17=\"Detention\",Sheet123!P21>0,0),IF('Rain Garden'!J12=\"Detention\",Sheet123!P23>0,0),IF('User Defined BMP'!I11=\"Detention\",Sheet123!P28>0,0)),'If wet D'!F22,SUM(P4,P6:P9,P11:P13,P15,P17,P19,P21,P23,P25,P28))","v":0},{"$f":"IF(U29=1, 2, 0)","v":{"$error":"#N/A"}},{"$error":"#N/A"},{"$error":"#N/A"},0,null,null,null,null,"P",{"$f":"E177","v":0},{"$f":"(AI30+AN30+AS30)*(Z30/100)","v":0},{"$f":"(AI30+AN30+AS30)-AA30","v":0},{"$f":"'Watershed Characteristics'!$T$14","v":0},{"$f":"'Watershed Characteristics'!$T$20","v":0},{"$f":"IF('Stormwater Treatment Analysis'!$AA$5=1,(1-('Stormwater Treatment Analysis'!$AA$6/100))*AD30, IF((1-(Sheet123!AC30/Sheet123!AD30))<0, 0, (Sheet123!AC30/Sheet123!AD30)*AD30))","v":{"$error":"#DIV/0!"}},{"$f":"$M$32","v":0},0,0,0,{"$error":"#DIV/0!"},0,0,{"$f":"AM26","v":0},0,{"$error":"#DIV/0!"},0,0,0,0,{"$error":"#DIV/0!"},0,0,0,0]
[null,null,null,null,null,null,null,null,null,null,null,null,{"$f":"AJ57","v":0},{"$f":"AJ68","v":0},{"$f":"AJ78","v":0},{"$f":"AG57","v":0},{"$f":"IF(U31=1, 1, 0)","v":{"$error":"#N/A"}},{"$f":"IF(R30>0, R30+1, IF(Q31=1, 1, 0))","v":{"$error":"#N/A"}},{"$f":"IF(S30>0, S30+1, IF(Q31=2, 1, 0))","v":{"$error":"#N/A"}},0,{"$f":"IF('Watershed Characteristics'!$AK$29=Sheet123!W31,1,0)","v":{"$error":"#N/A"}},{"$f":"'Catch Config.'!$AI$52","v":"O - Mixed-4 Catchment- Parallel- Series"},15,"Config 15","N",{"$f":"E190","v":0},{"$f":"(AI31+AN31+AS31)*(Z31/100)","v":0},{"$f":"(AI31+AN31+AS31)-AA31","v":0},{"$f":"'Watershed Characteristics'!$T$13","v":0},{"$f":"'Watershed Characteristics'!$T$19","v":0},{"$f":"IF('Stormwater Treatment Analysis'!$AA$5=1,(1-('Stormwater Treatment Analysis'!$AA$6/100))*AD31, IF((1-(Sheet123!AC31/Sheet123!AD31))<0, 0, (Sheet123!AC31/Sheet123!AD31)*AD31))","v":{"$error":"#DIV/0!"}},{"$f":"$M$31","v":0},{"$f":"(1-(AF31/100))*AD31","v":0},{"$f":"AH7","v":0},0,{"$error":"#DIV/0!"},0,0,{"$f":"AM11","v":0},0,{"$error":"#DIV/0!"},0,0,{"$f":"AR17","v":0},0,{"$error":"#DIV/0!"},{"$f":"Z31","v":0},{"$f":"AV27","v":0},{"$f":"AW29","v":0},{"$f":"AX29","v":0}]
[null,null,null,null,null,null,null,null,null,null,null,null,{"$f":"AJ62","v":0},{"$f":"AJ73","v":0},{"$f":"AJ83","v":0},{"$f":"AG62","v":0},{"$f":"IF(U31=1, 2, 0)","v":{"$error":"#N/A"}},{"$f":"IF(R31>0, R31+1, IF(Q32=1, 1, 0))","v":{"$error":"#N/A"}},{"$f":"IF(S31>0, S31+1, IF(Q32=2, 1, 0))","v":{"$error":"#N/A"}},0,null,null,null,null,"P",{"$f":"E191","v":0},{"$f":"(AI32+AN32+AS32)*(Z32/100)","v":0},{"$f":"(AI32+AN32+AS32)-AA32","v":0},{"$f":"'Watershed Characteristics'!$T$14","v":0},{"$f":"'Watershed Characteristics'!$T$20","v":0},{"$f":"IF('Stormwater Treatment Analysis'!$AA$5=1,(1-('Stormwater Treatment Analysis'!$AA$6/100))*AD32, IF((1-(Sheet123!AC32/Sheet123!AD32))<0, 0, (Sheet123!AC32/Sheet123!AD32)*AD32))","v":{"$error":"#DIV/0!"}},{"$f":"$M$32","v":0},{"$f":"(1-(AF32/100))*AD32","v":0},0,0,{"$error":"#DIV/0!"},0,0,0,0,{"$error":"#DIV/0!"},0,0,0,0,{"$error":"#DIV/0!"},{"$f":"Z32","v":0},{"$f":"AV28","v":0},{"$f":"AW30","v":0},{"$f":"AX30","v":0}]
[null,"Configuration 1",null,null,null,null,"Config 1",null,"Config 2",null,"Config 3",null,"Config 4",null,"Config 5",null,"Config 6",null,"Config 7",null,null,null,null,null,null,null,"Catch 1",null,"Catch 2",null,"Catch 3",null,"Catch 4",null,null,null,null,null,"Catch 6 (1 and 2)"]
[null,null,null,"Retention Depth [in]","Provided efficiency [%]",null,"N","P","N","P","N","P","N","P","N","P","N","P","N","P","Retention Amount:","Efficiency Provided:",null,null,null,null,"N","P","N","P","N","P","N","P","Retention Amount:","Efficiency Provided:",null,null,"N","P","N","P","N","P","N","P","N","P","N","P","N","P","Retention Amount:","Efficiency Provided:",null,null,null,null,null,"Catch 1","Catch 2","Catch 3","Catch 4"]
[null,null,"N",{"$f":"M29","v":0},{"$f":"V57","v":0},null,0,0,0,0,0,0,0,0,0,0,0,0,0,0,0,null,0,null,null,null,0,0,0,0,0,0,0,0,0,null,0,null,0,0,0,0,0,0,0,0,0,0,0,0,0,0,0,null,0,null,null,null,null,"N","N","N","N","Retention Amount:","Efficiency Provided:"]
[null,null,"P",{"$f":"M30","v":0},{"$f":"V62","v":0},null,{"$f":"IF(IF(U36>=$D$35,1,0)>0,G35+1,IF(U36>=$D$35,1,0))","v":1},{"$f":"IF(IF(U36>=$D$36,1,0)>0,H35+1,IF(U36>=$D$36,1,0))","v":1},{"$f":"IF(IF(U36>=$D$44,1,0)>0,I35+1,IF(U36>=$D$44,1,0))","v":{"$error":"#DIV/0!"}},{"$f":"IF(IF(U36>=$D$45,1,0)>0,J35+1,IF(U36>=$D$45,1,0))","v":{"$error":"#DIV/0!"}},{"$f":"IF(IF(U36>=$D$55,1,0)>0,K35+1,IF(U36>=$D$55,1,0))","v":1},{"$f":"IF(IF(U36>=$D$56,1,0)>0,L35+1,IF(U36>=$D$56,1,0))","v":1},{"$f":"IF(IF(U36>=$D$66,1,0)>0,M35+1,IF(U36>=$D$66,1,0))","v":{"$error":"#DIV/0!"}},{"$f":"IF(IF(U36>=$D$67,1,0)>0,N35+1,IF(U36>=$D$67,1,0))","v":{"$error":"#DIV/0!"}},{"$f":"IF(IF(U36>=$D$75,1,0)>0,O35+1,IF(U36>=$D$75,1,0))","v":1},{"$f":"IF(IF(U36>=$D$76,1,0)>0,P35+1,IF(U36>=$D$76,1,0))","v":1},{"$f":"IF(IF(U36>=$D$87,1,0)>0,Q35+1,IF(U36>=$D$87,1,0))","v":{"$error":"#DIV/0!"}},{"$f":"IF(IF(U36>=$D$88,1,0)>0,R35+1,IF(U36>=$D$88,1,0))","v":{"$error":"#DIV/0!"}},{"$f":"IF(IF(U36>=$D$98,1,0)>0,S35+1,IF(U36>=$D$98,1,0))","v":{"$error":"#DIV/0!"}},{"$f":"IF(IF(U36>=$D$99,1,0)>0,T35+1,IF(U36>=$D$99,1,0))","v":{"$error":"#DIV/0!"}},0.25,null,{"$f":"'Retention Basin'!AB4","v":{"$error":"#REF!"}},null,null,null,{"$f":"IF(IF(AI36>=$M$29,1,0)>0,AA35+1,IF(AI36>=$M$29,1,0))","v":1},{"$f":"IF(IF(AI36>=$M$30,1,0)>0,AB35+1,IF(AI36>=$M$30,1,0))","v":1},{"$f":"IF(IF(AI36>=$N$29,1,0)>0,AC35+1,IF(AI36>=$N$29,1,0))","v":1},{"$f":"IF(IF(AI36>=$N$30,1,0)>0,AD35+1,IF(AI36>=$N$30,1,0))","v":1},{"$f":"IF(IF(AI36>=$O$29,1,0)>0,AE35+1,IF(AI36>=$O$29,1,0))","v":1},{"$f":"IF(IF(AI36>=$O$30,1,0)>0,AF35+1,IF(AI36>=$O$30,1,0))","v":1},{"$f":"IF(IF(AI36>=$P$29,1,0)>0,AG35+1,IF(AI36>=$P$29,1,0))","v":1},{"$f":"IF(IF(AI36>=$P$30,1,0)>0,AH35+1,IF(AI36>=$P$30,1,0))","v":1},0.25,null,{"$f":"W36","v":{"$error":"#REF!"}},null,{"$f":"IF(IF(BC36>=$E$89,1,0)>0,AM35+1,IF(BC36>=$E$89,1,0))","v":{"$error":"#REF!"}},{"$f":"IF(IF(BC36>=$E$90,1,0)>0,AN35+1,IF(BC36>=$E$90,1,0))","v":{"$error":"#REF!"}},{"$f":"IF(IF(BC36>=$E$121,1,0)>0,AO35+1,IF(BC36>=$E$121,1,0))","v":{"$error":"#REF!"}},{"$f":"IF(IF(BC36>=$E$122,1,0)>0,AP35+1,IF(BC36>=$E$122,1,0))","v":{"$error":"#REF!"}},{"$f":"IF(IF(BA36>=$O$29,1,0)>0,AQ35+1,IF(BA36>=$O$29,1,0))","v":1},{"$f":"IF(IF(BA36>=$O$30,1,0)>0,AR35+1,IF(BA36>=$O$30,1,0))","v":1},{"$f":"IF(IF(BA36>=$P$29,1,0)>0,AS35+1,IF(BA36>=$P$29,1,0))","v":1},{"$f":"IF(IF(BA36>=$P$30,1,0)>0,AT35+1,IF(BA36>=$P$30,1,0))","v":1},{"$f":"IF(IF(BA36>=$P$29,1,0)>0,AU35+1,IF(BA36>=$P$29,1,0))","v":1},{"$f":"IF(IF(BA36>=$P$30,1,0)>0,AV35+1,IF(BA36>=$P$30,1,0))","v":1},{"$f":"IF(IF(BA36>=$P$29,1,0)>0,AW35+1,IF(BA36>=$P$29,1,0))","v":1},{"$f":"IF(IF(BA36>=$P$30,1,0)>0,AX35+1,IF(BA36>=$P$30,1,0))","v":1},{"$f":"IF(IF(BA36>=$P$29,1,0)>0,AY35+1,IF(BA36>=$P$29,1,0))","v":1},{"$f":"IF(IF(BA36>=$P$30,1,0)>0,AZ35+1,IF(BA36>=$P$30,1,0))","v":1},0.25,null,{"$f":"AK36","v":{"$error":"#REF!"}},null,null,null,null,0,0,0,0,0,null,0]
[null,null,null,null,null,null,2,2,{"$error":"#DIV/0!"},{"$error":"#DIV/0!"},2,2,{"$error":"#DIV/0!"},{"$error":"#DIV/0!"},2,2,{"$error":"#DIV/0!"},{"$error":"#DIV/0!"},{"$error":"#DIV/0!"},{"$error":"#DIV/0!"},0.5,null,{"$f":"'Retention Basin'!AB5","v":{"$error":"#REF!"}},null,null,null,{"$f":"IF(IF(AI37>=$M$29,1,0)>0,AA36+1,IF(AI37>=$M$29,1,0))","v":2},2,2,2,2,2,2,2,0.5,null,{"$error":"#REF!"},null,{"$error":"#REF!"},{"$error":"#REF!"},{"$error":"#REF!"},{"$error":"#REF!"},2,2,2,2,2,2,2,2,2,2,0.5,null,{"$error":"#REF!"},null,null,null,null,{"$f":"IF(IF(BL37>=$C$7,1,0)>0,BH36+1,IF(BL37>=$C$7,1,0))","v":1},{"$f":"IF(IF(BL37>=$D$7,1,0)>0,BI36+1,IF(BL37>=$D$7,1,0))","v":1},{"$f":"IF(IF(BL37>=$E$7,1,0)>0,BJ36+1,IF(BL37>=$E$7,1,0))","v":1},{"$f":"IF(IF(BL37>=$F$7,1,0)>0,BK36+1,IF(BL37>=$F$7,1,0))","v":1},0.25,null,{"$f":"BC36","v":{"$error":"#REF!"}}]
[null,null,null,null,null,null,3,3,{"$error":"#DIV/0!"},{"$error":"#DIV/0!"},3,3,{"$error":"#DIV/0!"},{"$error":"#DIV/0!"},3,3,{"$error":"#DIV/0!"},{"$error":"#DIV/0!"},{"$error":"#DIV/0!"},{"$error":"#DIV/0!"},0.75,null,{"$f":"'Retention Basin'!AB6","v":{"$error":"#REF!"}},null,null,null,3,3,3,3,3,3,3,3,0.75,null,{"$error":"#REF!"},null,{"$error":"#REF!"},{"$error":"#REF!"},{"$error":"#REF!"},{"$error":"#REF!"},3,3,3,3,3,3,3,3,3,3,0.75,null,{"$error":"#REF!"},null,null,null,null,{"$f":"IF(IF(BL38>=$C$7,1,0)>0,BH37+1,IF(BL38>=$C$7,1,0))","v":2},{"$f":"IF(IF(BL38>=$D$7,1,0)>0,BI37+1,IF(BL38>=$D$7,1,0))","v":2},{"$f":"IF(IF(BL38>=$E$7,1,0)>0,BJ37+1,IF(BL38>=$E$7,1,0))","v":2},{"$f":"IF(IF(BL38>=$F$7,1,0)>0,BK37+1,IF(BL38>=$F$7,1,0))","v":2},0.5,null,{"$f":"BC37","v":{"$error":"#REF!"}}]
[null,null,null,null,null,null,4,4,{"$error":"#DIV/0!"},{"$error":"#DIV/0!"},4,4,{"$error":"#DIV/0!"},{"$error":"#DIV/0!"},4,4,{"$error":"#DIV/0!"},{"$error":"#DIV/0!"},{"$error":"#DIV/0!"},{"$error":"#DIV/0!"},1,null,{"$f":"'Retention Basin'!AB7","v":{"$error":"#REF!"}},null,null,null,4,4,4,4,4,4,4,4,1,null,{"$error":"#REF!"},null,{"$error":"#REF!"},{"$error":"#REF!"},{"$error":"#REF!"},{"$error":"#REF!"},4,4,4,4,4,4,4,4,4,4,1,null,{"$error":"#REF!"},null,null,null,null,3,3,3,3,0.75,null,{"$error":"#REF!"}]
[null,"Configuration 2",null,null,null,null,5,5,{"$error":"#DIV/0!"},{"$error":"#DIV/0!"},5,5,{"$error":"#DIV/0!"},{"$error":"#DIV/0!"},5,5,{"$error":"#DIV/0!"},{"$error":"#DIV/0!"},{"$error":"#DIV/0!"},{"$error":"#DIV/0!"},1.25,null,{"$f":"'Retention Basin'!AB8","v":{"$error":"#REF!"}},null,null,null,5,5,5,5,5,5,5,5,1.25,null,{"$error":"#REF!"},null,{"$error":"#REF!"},{"$error":"#REF!"},{"$error":"#REF!"},{"$error":"#REF!"},5,5,5,5,5,5,5,5,5,5,1.25,null,{"$error":"#REF!"},null,null,null,null,4,4,4,4,1,null,{"$error":"#REF!"}]
[null,null,null,null,null,null,6,6,{"$error":"#DIV/0!"},{"$error":"#DIV/0!"},6,6,{"$error":"#DIV/0!"},{"$error":"#DIV/0!"},6,6,{"$error":"#DIV/0!"},{"$error":"#DIV/0!"},{"$error":"#DIV/0!"},{"$error":"#DIV/0!"},1.5,null,{"$f":"'Retention Basin'!AB9","v":{"$error":"#REF!"}},null,null,null,6,6,6,6,6,6,6,6,1.5,null,{"$error":"#REF!"},null,{"$error":"#REF!"},{"$error":"#REF!"},{"$error":"#REF!"},{"$error":"#REF!"},6,6,6,6,6,6,6,6,6,6,1.5,null,{"$error":"#REF!"},null,null,null,null,5,5,5,5,1.25,null,{"$error":"#REF!"}]
[null,null,null,null,null,null,7,7,{"$error":"#DIV/0!"},{"$error":"#DIV/0!"},7,7,{"$error":"#DIV/0!"},{"$error":"#DIV/0!"},7,7,{"$error":"#DIV/0!"},{"$error":"#DIV/0!"},{"$error":"#DIV/0!"},{"$error":"#DIV/0!"},1.75,null,{"$f":"'Retention Basin'!AB10","v":{"$error":"#REF!"}},null,null,null,7,7,7,7,7,7,7,7,1.75,null,{"$error":"#REF!"},null,{"$error":"#REF!"},{"$error":"#REF!"},{"$error":"#REF!"},{"$error":"#REF!"},7,7,7,7,7,7,7,7,7,7,1.75,null,{"$error":"#REF!"},null,null,null,null,6,6,6,6,1.5,null,{"$error":"#REF!"}]
[null,null,null,"Retention Depth [in]","Provided efficiency [%]",null,8,8,{"$error":"#DIV/0!"},{"$error":"#DIV/0!"},8,8,{"$error":"#DIV/0!"},{"$error":"#DIV/0!"},8,8,{"$error":"#DIV/0!"},{"$error":"#DIV/0!"},{"$error":"#DIV/0!"},{"$error":"#DIV/0!"},2,null,{"$f":"'Retention Basin'!AB11","v":{"$error":"#REF!"}},null,null,null,8,8,8,8,8,8,8,8,2,null,{"$error":"#REF!"},null,{"$error":"#REF!"},{"$error":"#REF!"},{"$error":"#REF!"},{"$error":"#REF!"},8,8,8,8,8,8,8,8,8,8,2,null,{"$error":"#REF!"},null,null,null,null,7,7,7,7,1.75,null,{"$error":"#REF!"}]
[null,null,"N",{"$f":"((IF(M29=0, 0.5*MIN(1, $D$3/$C$3)*N29*$C$3, M29*$C$3+IF(AND('If wet D'!$C$27=\"Yes\", 'If wet D'!$D$7=0), IF(OR('If wet D'!D29=\"Yes\", 'If wet D'!D27=\"Yes\"),0.5*N29*$C$3*(MIN(1, $D$3/$C$3)), 0), 0.5*(N29*$C$3)*(MIN(1,$D$3/$C$3)))))+N29*$D$3)/($C$3+$D$3)","v":{"$error":"#DIV/0!"}},{"$f":"V68","v":0},null,9,9,{"$error":"#DIV/0!"},{"$error":"#DIV/0!"},9,9,{"$error":"#DIV/0!"},{"$error":"#DIV/0!"},9,9,{"$error":"#DIV/0!"},{"$error":"#DIV/0!"},{"$error":"#DIV/0!"},{"$error":"#DIV/0!"},2.25,null,{"$f":"'Retention Basin'!AB12","v":{"$error":"#REF!"}},null,null,null,9,9,9,9,9,9,9,9,2.25,null,{"$error":"#REF!"},null,{"$error":"#REF!"},{"$error":"#REF!"},{"$error":"#REF!"},{"$error":"#REF!"},9,9,9,9,9,9,9,9,9,9,2.25,null,{"$error":"#REF!"},null,null,null,null,8,8,8,8,2,null,{"$error":"#REF!"}]
[null,null,"P",{"$f":"((IF(M30=0, 0.5*MIN(1, $D$3/$C$3)*N30*$C$3, M30*$C$3+IF(AND('If wet D'!$C$27=\"Yes\", 'If wet D'!$D$8=0), IF(OR('If wet D'!D29=\"Yes\", 'If wet D'!D27=\"Yes\"),0.5*N30*$C$3*(MIN(1, $D$3/$C$3)), 0), 0.5*(N30*$C$3)*(MIN(1,$D$3/$C$3)))))+N30*$D$3)/($C$3+$D$3)","v":{"$error":"#DIV/0!"}},{"$f":"V73","v":0},null,10,10,{"$error":"#DIV/0!"},{"$error":"#DIV/0!"},10,10,{"$error":"#DIV/0!"},{"$error":"#DIV/0!"},10,10,{"$error":"#DIV/0!"},{"$error":"#DIV/0!"},{"$error":"#DIV/0!"},{"$error":"#DIV/0!"},2.5,null,{"$f":"'Retention Basin'!AB13","v":{"$error":"#REF!"}},null,null,null,10,10,10,10,10,10,10,10,2.5,null,{"$error":"#REF!"},null,{"$error":"#REF!"},{"$error":"#REF!"},{"$error":"#REF!"},{"$error":"#REF!"},10,10,10,10,10,10,10,10,10,10,2.5,null,{"$error":"#REF!"},null,null,null,null,9,9,9,9,2.25,null,{"$error":"#REF!"}]
[null,null,null,null,null,null,11,11,{"$error":"#DIV/0!"},{"$error":"#DIV/0!"},11,11,{"$error":"#DIV/0!"},{"$error":"#DIV/0!"},11,11,{"$error":"#DIV/0!"},{"$error":"#DIV/0!"},{"$error":"#DIV/0!"},{"$error":"#DIV/0!"},2.75,null,{"$f":"'Retention Basin'!AB14","v":{"$error":"#REF!"}},null,null,null,11,11,11,11,11,11,11,11,2.75,null,{"$error":"#REF!"},null,{"$error":"#REF!"},{"$error":"#REF!"},{"$error":"#REF!"},{"$error":"#REF!"},11,11,11,11,11,11,11,11,11,11,2.75,null,{"$error":"#REF!"},null,null,null,null,10,10,10,10,2.5,null,{"$error":"#REF!"}]
[null,null,null,null,null,null,12,12,{"$error":"#DIV/0!"},{"$error":"#DIV/0!"},12,12,{"$error":"#DIV/0!"},{"$error":"#DIV/0!"},12,12,{"$error":"#DIV/0!"},{"$error":"#DIV/0!"},{"$error":"#DIV/0!"},{"$error":"#DIV/0!"},3,null,{"$f":"'Retention Basin'!AB15","v":{"$error":"#REF!"}},null,null,null,12,12,12,12,12,12,12,12,3,null,{"$error":"#REF!"},null,{"$error":"#REF!"},{"$error":"#REF!"},{"$error":"#REF!"},{"$error":"#REF!"},12,12,12,12,12,12,12,12,12,12,3,null,{"$error":"#REF!"},null,null,null,null,11,11,11,11,2.75,null,{"$error":"#REF!"}]
[null,null,null,null,null,null,13,13,{"$error":"#DIV/0!"},{"$error":"#DIV/0!"},13,13,{"$error":"#DIV/0!"},{"$error":"#DIV/0!"},13,13,{"$error":"#DIV/0!"},{"$error":"#DIV/0!"},{"$error":"#DIV/0!"},{"$error":"#DIV/0!"},3.25,null,{"$f":"'Retention Basin'!AB16","v":{"$error":"#REF!"}},null,null,null,13,13,13,13,13,13,13,13,3.25,null,{"$error":"#REF!"},null,{"$error":"#REF!"},{"$error":"#REF!"},{"$error":"#REF!"},{"$error":"#REF!"},13,13,13,13,13,13,13,13,13,13,3.25,null,{"$error":"#REF!"},null,null,null,null,12,12,12,12,3,null,{"$error":"#REF!"}]
[null,null,null,null,null,null,14,14,{"$error":"#DIV/0!"},{"$error":"#DIV/0!"},14,14,{"$error":"#DIV/0!"},{"$error":"#DIV/0!"},14,14,{"$error":"#DIV/0!"},{"$error":"#DIV/0!"},{"$error":"#DIV/0!"},{"$error":"#DIV/0!"},3.5,null,{"$f":"'Retention Basin'!AB17","v":{"$error":"#REF!"}},null,null,null,14,14,14,14,14,14,14,14,3.5,null,{"$error":"#REF!"},null,{"$error":"#REF!"},{"$error":"#REF!"},{"$error":"#REF!"},{"$error":"#REF!"},14,14,14,14,14,14,14,14,14,14,3.5,null,{"$error":"#REF!"},null,null,null,null,13,13,13,13,3.25,null,{"$error":"#REF!"}]
[null,"Configuration 3",null,null,null,null,15,15,{"$error":"#DIV/0!"},{"$error":"#DIV/0!"},15,15,{"$error":"#DIV/0!"},{"$error":"#DIV/0!"},15,15,{"$error":"#DIV/0!"},{"$error":"#DIV/0!"},{"$error":"#DIV/0!"},{"$error":"#DIV/0!"},3.75,null,{"$f":"'Retention Basin'!AB18","v":{"$error":"#REF!"}},null,null,null,15,15,15,15,15,15,15,15,3.75,null,{"$error":"#REF!"},null,{"$error":"#REF!"},{"$error":"#REF!"},{"$error":"#REF!"},{"$error":"#REF!"},15,15,15,15,15,15,15,15,15,15,3.75,null,{"$error":"#REF!"},null,null,null,null,14,14,14,14,3.5,null,{"$error":"#REF!"}]
[null,null,null,null,null,null,16,16,{"$error":"#DIV/0!"},{"$error":"#DIV/0!"},16,16,{"$error":"#DIV/0!"},{"$error":"#DIV/0!"},16,16,{"$error":"#DIV/0!"},{"$error":"#DIV/0!"},{"$error":"#DIV/0!"},{"$error":"#DIV/0!"},4,null,{"$f":"'Retention Basin'!AB19","v":{"$error":"#REF!"}},null,null,null,16,16,16,16,16,16,16,16,4,null,{"$error":"#REF!"},null,{"$error":"#REF!"},{"$error":"#REF!"},{"$error":"#REF!"},{"$error":"#REF!"},16,16,16,16,16,16,16,16,16,16,4,null,{"$error":"#REF!"},null,null,null,null,15,15,15,15,3.75,null,{"$error":"#REF!"}]
[null,null,null,null,null,null,null,null,null,null,null,null,null,null,null,null,null,null,null,null,null,null,null,null,null,null,null,null,null,null,null,null,null,null,null,null,null,null,null,null,null,null,null,null,null,null,null,null,null,null,null,null,null,null,null,null,null,null,null,16,16,16,16,4,null,{"$error":"#REF!"}]
[null,null,null,null,null,null,null,null,null,null,null,null,null,null,null,null,null,null,null,null,"Interpolation for Retention Amount:"]
[null,null,null,"Retention Depth [in]","Provided efficiency [%]",null,null,null,null,null,null,null,null,null,"Config 6",null,null,null,"Config 4",null,null,"Config 1",null,null,null,null,null,null,null,null,null,null,"Catch 4",null,null,"Catch 1",null,null,null,null,null,null,null,null,null,null,null,null,null,null,"Catch 4",null,null,"Catch 1 & 2"]
[null,null,"N",{"$f":"$V$241","v":0},{"$f":"F61","v":0},null,null,null,null,null,null,null,null,null,{"$f":"VLOOKUP(0,S35:W51,3)","v":0},{"$f":"VLOOKUP(0,S35:W51,5)","v":0},null,null,{"$f":"VLOOKUP(0,M35:W51,9)","v":0},{"$f":"VLOOKUP(0,M35:W51,11)","v":0},null,{"$f":"VLOOKUP(0,G35:W51,15)","v":0},{"$f":"VLOOKUP(0,G35:W51,17)","v":0},null,null,null,null,null,null,null,null,null,{"$f":"VLOOKUP(0,AG35:AK51,3)","v":0},{"$f":"VLOOKUP(0,AG35:AK51,5)","v":0},null,{"$f":"VLOOKUP(0,AA35:AK51,9)","v":0},{"$f":"VLOOKUP(0,AA35:AK51,11)","v":0},null,null,null,null,null,null,null,null,null,null,null,null,null,{"$f":"VLOOKUP(0,AY35:BC51,3)","v":0},{"$f":"VLOOKUP(0,AY35:BC51,5)","v":0},null,{"$f":"VLOOKUP(0,AM35:BC51,15)","v":0},{"$f":"VLOOKUP(0,AM35:BC51,17)","v":0},null,null,null,null,null,null,null,null,null,"Catch 1"]
[null,null,"P",{"$f":"$V$246","v":0},{"$f":"G61","v":0},null,null,null,null,null,null,null,null,null,{"$f":"VLOOKUP(1,S35:W51,3)","v":0},{"$f":"VLOOKUP(1,S35:W51,5)","v":0},null,null,{"$f":"VLOOKUP(1,M35:W51,9)","v":0},{"$f":"VLOOKUP(1,M35:W51,11)","v":0},null,{"$f":"VLOOKUP(1,G35:W51,15)","v":0.25},{"$f":"VLOOKUP(1,G35:W51,17)","v":{"$error":"#REF!"}},null,null,null,null,null,null,null,null,null,{"$f":"VLOOKUP(1,AG35:AK51,3)","v":0.25},{"$f":"VLOOKUP(1,AG35:AK51,5)","v":{"$error":"#REF!"}},null,{"$f":"VLOOKUP(1,AA35:AK51,9)","v":0.25},{"$f":"VLOOKUP(1,AA35:AQ51,11)","v":{"$error":"#REF!"}},null,null,null,null,null,null,null,null,null,null,null,null,null,{"$f":"VLOOKUP(1,AY35:BC51,3)","v":0.25},{"$f":"VLOOKUP(1,AY35:BC51,5)","v":{"$error":"#REF!"}},null,{"$f":"VLOOKUP(1,AM35:BC51,15)","v":0},{"$f":"VLOOKUP(1,AM35:BC51,17)","v":0},null,null,null,null,null,null,null,null,null,{"$f":"VLOOKUP(0,BH36:BN52,5)","v":0},{"$f":"VLOOKUP(0,BH36:BN52,7)","v":0}]
[null,null,"N",{"$f":"M29","v":0},{"$f":"$V$187","v":0},{"$f":"(1-(E57/100))*'Watershed Characteristics'!$P$19","v":0},null,null,null,null,null,null,null,"N",{"$f":"IF(ISERROR(IF($D$98>U51,W51,O55+(($D$98-O55)/(O56-O55)*(P56-P55))))=TRUE,0,(IF($D$98>U51,W51,P55+(($D$98-O55)/(O56-O55)*(P56-P55)))))","v":0},null,null,"N",{"$f":"IF(ISERROR(IF($D$66>U51,W51,S55+(($D$66-S55)/(S56-S55)*(T56-T55))))=TRUE,0,(IF($D$66>U51,W51,T55+(($D$66-S55)/(S56-S55)*(T56-T55)))))","v":0},null,"N",{"$f":"IF(ISERROR(IF($D$35>U51,W51,V55+(($D$35-V55)/(V56-V55)*(W56-W55))))=TRUE,0,(IF($D$35>U51,W51,W55+(($D$35-V55)/(V56-V55)*(W56-W55)))))","v":0},null,null,null,null,null,null,null,null,null,"N",{"$f":"IF(ISERROR(IF($P$29>AI51,AK51,AG55+(($P$29-AG55)/(AG56-AG55)*(AH56-AH55))))=TRUE,0,(IF($P$29>AI51,AK51,AH55+(($P$29-AG55)/(AG56-AG55)*(AH56-AH55)))))","v":0},null,"N",{"$f":"IF(ISERROR(IF($M$29>AI51,AK51,AJ55+(($M$29-AJ55)/(AJ56-AJ55)*(AK56-AK55))))=TRUE,0,(IF($M$29>AI51,AK51,AK55+(($M$29-AJ55)/(AJ56-AJ55)*(AK56-AK55)))))","v":0},null,null,null,null,null,null,null,null,null,null,null,null,null,"N",{"$f":"IF(ISERROR(IF($P$29>BA51,BC51,AY55+(($P$29-AY55)/(AY56-AY55)*(AZ56-AZ55))))=TRUE,0,(IF($P$29>BA51,BC51,AZ55+(($P$29-AY55)/(AY56-AY55)*(AZ56-AZ55)))))","v":0},null,"N",{"$f":"IF(ISERROR(IF($E$89>BC51,BA51,BC55+(($E$89-BC55)/(BC56-BC55)*(BB56-BB55))))=TRUE,0,(IF($E$89>BC51,BA51,BB55+(($E$89-BC55)/(BC56-BC55)*(BB56-BB55)))))","v":0},null,null,null,null,null,null,null,null,null,null,{"$f":"VLOOKUP(1,BH36:BN52,5)","v":0.25},{"$f":"VLOOKUP(1,BH36:BT52,7)","v":{"$error":"#REF!"}}]
[null,null,"P",{"$f":"M30","v":0},{"$f":"$V$192","v":0},{"$f":"(1-(E58/100))*'Watershed Characteristics'!$P$20","v":0},null,null,null,null,null,null,null,null,null,null,null,null,null,null,null,null,null,null,null,null,null,null,null,null,null,null,null,null,null,null,null,null,null,null,null,null,null,null,null,null,null,null,null,null,null,null,null,null,null,null,null,null,null,null,null,null,null,null,{"$f":"IF(ISERROR(IF($C$7>BL52,BN52,BM56+(($C$7-BM56)/(BM57-BM56)*(BN57-BN56))))=TRUE,0,(IF($C$7>BL52,BN52,BN56+(($C$7-BM56)/(BM57-BM56)*(BN57-BN56)))))","v":0}]
[null,null,"N",{"$f":"N29","v":0},{"$f":"$V$198","v":0},{"$f":"(1-(E59/100))*'Watershed Characteristics'!$P$34","v":0},null,null,null,null,null,null,null,null,"Config 6",null,null,null,"Config 4",null,null,"Config 1",null,null,null,null,null,null,null,null,null,null,"Catch 4",null,null,"Catch 1",null,null,null,null,null,null,null,null,null,null,null,null,null,null,"Catch 4",null,null,"Catch 1 & 2"]
[null,null,"P",{"$f":"N30","v":0},{"$f":"$V$203","v":0},{"$f":"(1-(E60/100))*'Watershed Characteristics'!$P$35","v":0},null,null,null,null,null,null,null,null,{"$f":"VLOOKUP(0,T35:W51,2)","v":0},{"$f":"VLOOKUP(0,T35:W51,4)","v":0},null,null,{"$f":"VLOOKUP(0,N35:W51,8)","v":0},{"$f":"VLOOKUP(0,N35:W51,10)","v":0},null,{"$f":"VLOOKUP(0,H35:W51,14)","v":0},{"$f":"VLOOKUP(0,H35:W51,16)","v":0},null,null,null,null,null,null,null,null,null,{"$f":"VLOOKUP(0,AH35:AK51,2)","v":0},{"$f":"VLOOKUP(0,AH35:AK51,4)","v":0},null,{"$f":"VLOOKUP(0,AB35:AK51,8)","v":0},{"$f":"VLOOKUP(0,AB35:AK51,10)","v":0},null,null,null,null,null,null,null,null,null,null,null,null,null,{"$f":"VLOOKUP(0,AZ35:BC51,2)","v":0},{"$f":"VLOOKUP(0,AZ35:BC51,4)","v":0},null,{"$f":"VLOOKUP(0,AN35:BC51,14)","v":0},{"$f":"VLOOKUP(0,AN35:BC51,16)","v":0},null,null,null,null,null,null,null,null,null,"Catch 2"]
[null,null,"N P",{"$f":"F57+F59","v":0},{"$f":"F58+F60","v":0},{"$f":"IFERROR((1-(D61/('Watershed Characteristics'!$P$19+'Watershed Characteristics'!$P$34)))*100, 0)","v":0},{"$f":"IFERROR((1-(E61/('Watershed Characteristics'!$P$20+'Watershed Characteristics'!$P$35)))*100, 0)","v":0},null,null,null,null,null,null,null,{"$f":"VLOOKUP(1,T35:W51,2)","v":0},{"$f":"VLOOKUP(1,T35:W51,4)","v":0},null,null,{"$f":"VLOOKUP(1,N35:W51,8)","v":0},{"$f":"VLOOKUP(1,N35:W51,10)","v":0},null,{"$f":"VLOOKUP(1,H35:W51,14)","v":0.25},{"$f":"VLOOKUP(1,H35:W51,16)","v":{"$error":"#REF!"}},null,null,null,null,null,null,null,null,null,{"$f":"VLOOKUP(1,AH35:AK51,2)","v":0.25},{"$f":"VLOOKUP(1,AH35:AK51,4)","v":{"$error":"#REF!"}},null,{"$f":"VLOOKUP(1,AB35:AK51,8)","v":0.25},{"$f":"VLOOKUP(1,AB35:AK51,10)","v":{"$error":"#REF!"}},null,null,null,null,null,null,null,null,null,null,null,null,null,{"$f":"VLOOKUP(1,AZ35:BC51,2)","v":0.25},{"$f":"VLOOKUP(1,AZ35:BC51,4)","v":{"$error":"#REF!"}},null,{"$f":"VLOOKUP(1,AN35:BC51,14)","v":0},{"$f":"VLOOKUP(1,AN35:BC51,16)","v":0},null,null,null,null,null,null,null,null,null,{"$f":"VLOOKUP(0,BI36:BN52,4)","v":0},{"$f":"VLOOKUP(0,BI36:BN52,6)","v":0}]
[null,"Configuration 4",null,null,null,null,null,null,null,null,null,null,null,"P",{"$f":"IF(ISERROR(IF($D$99>U51,W51,O60+(($D$99-O60)/(O61-O60)*(P61-P60))))=TRUE,0,(IF($D$99>U51,W51,P60+(($D$99-O60)/(O61-O60)*(P61-P60)))))","v":0},null,null,"P",{"$f":"IF(ISERROR(IF($D$67>U51,W51,S60+(($D$67-S60)/(S61-S60)*(T61-T60))))=TRUE,0,(IF($D$67>U51,W51,T60+(($D$67-S60)/(S61-S60)*(T61-T60)))))","v":0},null,"P",{"$f":"IF(ISERROR(IF($D$36>U51,W51,V60+(($D$36-V60)/(V61-V60)*(W61-W60))))=TRUE,0,(IF($D$36>U51,W51,W60+(($D$36-V60)/(V61-V60)*(W61-W60)))))","v":0},null,null,null,null,null,null,null,null,null,"P",{"$f":"IF(ISERROR(IF($P$30>AI51,AK51,AG60+(($P$30-AG60)/(AG61-AG60)*(AH61-AH60))))=TRUE,0,(IF($P$30>AI51,AK51,AH60+(($P$30-AG60)/(AG61-AG60)*(AH61-AH60)))))","v":0},null,"P",{"$f":"IF(ISERROR(IF($M$30>AI51,AK51,AJ60+(($M$30-AJ60)/(AJ61-AJ60)*(AK61-AK60))))=TRUE,0,(IF($M$30>AI51,AK51,AK60+(($M$30-AJ60)/(AJ61-AJ60)*(AK61-AK60)))))","v":0},null,null,null,null,null,null,null,null,null,null,null,null,null,"P",{"$f":"IF(ISERROR(IF($P$30>BA51,BC51,AY60+(($P$30-AY60)/(AY61-AY60)*(AZ61-AZ60))))=TRUE,0,(IF($P$30>BA51,BC51,AZ60+(($P$30-AY60)/(AY61-AY60)*(AZ61-AZ60)))))","v":0},null,"P",{"$f":"IF(ISERROR(IF($E$90>BC51,BA51,BC60+(($E$90-BC60)/(BC61-BC60)*(BB61-BB60))))=TRUE,0,(IF($E$90>BC51,BA51,BB60+(($E$90-BC60)/(BC61-BC60)*(BB61-BB60)))))","v":0},null,null,null,null,null,null,null,null,null,null,{"$f":"VLOOKUP(1,BI36:BN52,4)","v":0.25},{"$f":"VLOOKUP(1,BI36:BN52,6)","v":{"$error":"#REF!"}}]
[null,null,null,null,null,null,null,null,null,null,null,null,null,null,null,null,null,null,null,null,null,null,null,null,null,null,null,null,null,null,null,null,null,null,null,null,null,null,null,null,null,null,null,null,null,null,null,null,null,null,null,null,null,null,null,null,null,null,null,null,null,null,null,null,{"$f":"IF(ISERROR(IF($D$7>BL52,BN52,BM61+(($D$7-BM61)/(BM62-BM61)*(BN62-BN61))))=TRUE,0,(IF($D$7>BL52,BN52,BN61+(($D$7-BM61)/(BM62-BM61)*(BN62-BN61)))))","v":0}]
[]
[null,null,null,"Retention Depth [in]","Provided efficiency [%]",null,null,null,null,null,null,null,null,null,null,null,null,null,"Config 5",null,null,"Config 2",null,null,null,null,null,null,null,null,null,null,null,null,null,"Catch 2",null,null,null,null,null,null,null,null,null,null,null,null,null,null,null,null,null,"Catch 1,2,3"]
[null,null,"N",{"$f":"(IF(M29=0, 0.5*N29*$C$3*MIN(1, $D$3/$C$3), (M29*$C$3+IF(AND('If wet D'!$C$27=\"Yes\", 'If wet D'!$D$7=0), IF(OR('If wet D'!D29=\"Yes\", 'If wet D'!D27=\"Yes\"), 0.5*N29*$C$3*(MIN(1, $D$3/$C$3)), 0), 0.5*(N29*$C$3)*(MIN(1,$D$3/$C$3)))))+N29*$D$3+IF(AND('If wet D'!$C$28=\"Yes\", 'If wet D'!$E$7=0), IF(OR('If wet D'!D29=\"Yes\", 'If wet D'!D27=\"Yes\"),0.5*O29*$C$3*(MIN(1, $E$3/$C$3)), 0), 0.5*O29*$C$3*(MIN(1,$E$3/$C$3)))+IF(AND('If wet D'!$C$28=\"Yes\", 'If wet D'!$E$7=0), IF(OR('If wet D'!E29=\"Yes\", 'If wet D'!E27=\"Yes\"),0.5*O29*$D$3*(MIN(1, $E$3/$D$3)), 0), 0.5*(O29*$D$3)*(MIN(1,$E$3/$D$3)))+O29*$E$3)/($C$3+$D$3+$E$3)","v":{"$error":"#DIV/0!"}},{"$f":"S57","v":0},null,null,null,null,null,null,null,null,null,null,null,null,null,{"$f":"VLOOKUP(0,O35:W51,7)","v":0},{"$f":"VLOOKUP(0,O35:W51,9)","v":0},null,{"$f":"VLOOKUP(0,I35:W51,13)","v":0},{"$f":"VLOOKUP(0,I35:W51,15)","v":0},null,null,null,null,null,null,null,null,null,null,null,null,{"$f":"VLOOKUP(0,AC35:AK51,7)","v":0},{"$f":"VLOOKUP(0,AC35:AK51,9)","v":0},null,null,null,null,null,null,null,null,null,null,null,null,null,null,null,null,{"$f":"VLOOKUP(0,AO35:BC51,13)","v":0},{"$f":"VLOOKUP(0,AO35:BC51,15)","v":0},null,null,null,null,null,null,null,null,null,"Catch 3"]
[null,null,"P",{"$f":"(IF(M30=0, 0.5*N30*$C$3*MIN(1, $D$3/$C$3), (M30*$C$3+IF(AND('If wet D'!$C$27=\"Yes\", 'If wet D'!$D$8=0), IF(OR('If wet D'!D29=\"Yes\", 'If wet D'!D27=\"Yes\"), 0.5*N30*$C$3*(MIN(1, $D$3/$C$3)), 0), 0.5*(N30*$C$3)*(MIN(1,$D$3/$C$3)))))+N30*$D$3+IF(AND('If wet D'!$C$28=\"Yes\", 'If wet D'!$E$8=0), IF(OR('If wet D'!D29=\"Yes\", 'If wet D'!D27=\"Yes\"), 0.5*O30*$C$3*(MIN(1, $E$3/$C$3)), 0), 0.5*O30*$C$3*(MIN(1,$E$3/$C$3)))+IF(AND('If wet D'!$C$28=\"Yes\", 'If wet D'!$E$8=0), IF(OR('If wet D'!E29=\"Yes\", 'If wet D'!E27=\"Yes\"), 0.5*O30*$D$3*(MIN(1, $E$3/$D$3)), 0), 0.5*(O30*$D$3)*(MIN(1,$E$3/$D$3)))+O30*$E$3)/($C$3+$D$3+$E$3)","v":{"$error":"#DIV/0!"}},{"$f":"S62","v":0},null,null,null,null,null,null,null,null,null,null,null,null,null,{"$f":"VLOOKUP(1,O35:W51,7)","v":0.25},{"$f":"VLOOKUP(1,O35:W51,9)","v":{"$error":"#REF!"}},null,{"$f":"VLOOKUP(1,I35:W51,13)","v":0},{"$f":"VLOOKUP(1,I35:W51,15)","v":0},null,null,null,null,null,null,null,null,null,null,null,null,{"$f":"VLOOKUP(1,AC35:AK51,7)","v":0.25},{"$f":"VLOOKUP(1,AC35:AK51,9)","v":{"$error":"#REF!"}},null,null,null,null,null,null,null,null,null,null,null,null,null,null,null,null,{"$f":"VLOOKUP(1,AO35:BC51,13)","v":0},{"$f":"VLOOKUP(1,AO35:BC51,15)","v":0},null,null,null,null,null,null,null,null,null,{"$f":"VLOOKUP(0,BJ36:BN52,3)","v":0},{"$f":"VLOOKUP(0,BJ36:BN52,5)","v":0}]
[null,null,null,null,null,null,null,null,null,null,null,null,null,null,null,null,null,"N",{"$f":"IF(ISERROR(IF($D$75>U51,W51,S66+(($D$75-S66)/(S67-S66)*(T67-T66))))=TRUE,0,(IF($D$75>U51,W51,T66+(($D$75-S66)/(S67-S66)*(T67-T66)))))","v":0},null,"N",{"$f":"IF(ISERROR(IF($D$44>U51,W51,V66+(($D$44-V66)/(V67-V66)*(W67-W66))))=TRUE,0,(IF($D$44>U51,W51,W66+(($D$44-V66)/(V67-V66)*(W67-W66)))))","v":0},null,null,null,null,null,null,null,null,null,null,null,null,"N",{"$f":"IF(ISERROR(IF($N$29>AI51,AK51,AJ66+(($N$29-AJ66)/(AJ67-AJ66)*(AK67-AK66))))=TRUE,0,(IF($N$29>AI51,AK51,AK66+(($N$29-AJ66)/(AJ67-AJ66)*(AK67-AK66)))))","v":0},null,null,null,null,null,null,null,null,null,null,null,null,null,null,null,null,"N",{"$f":"IF(ISERROR(IF($E$121>BC51,BA51,BC66+(($E$121-BC66)/(BC67-BC66)*(BB67-BB66))))=TRUE,0,(IF($E$121>BC51,BA51,BB66+(($E$121-BC66)/(BC67-BC66)*(BB67-BB66)))))","v":0},null,null,null,null,null,null,null,null,null,null,{"$f":"VLOOKUP(1,BJ36:BN52,3)","v":0.25},{"$f":"VLOOKUP(1,BJ36:BN52,5)","v":{"$error":"#REF!"}}]
[null,null,null,null,null,null,null,null,null,null,null,null,null,null,null,null,null,null,null,null,null,null,null,null,null,null,null,null,null,null,null,null,null,null,null,null,null,null,null,null,null,null,null,null,null,null,null,null,null,null,null,null,null,null,null,null,null,null,null,null,null,null,null,null,{"$f":"IF(ISERROR(IF($E$7>BL52,BN52,BM67+(($E$7-BM67)/(BM68-BM67)*(BN68-BN67))))=TRUE,0,(IF($E$7>BL52,BN52,BN67+(($E$7-BM67)/(BM68-BM67)*(BN68-BN67)))))","v":0}]
[null,null,null,null,null,null,null,null,null,null,null,null,null,null,null,null,null,null,"Config 5",null,null,"Config 2",null,null,null,null,null,null,null,null,null,null,null,null,null,"Catch 2",null,null,null,null,null,null,null,null,null,null,null,null,null,null,null,null,null,"Catch 1,2,3"]
[null,null,null,null,null,null,null,null,null,null,null,null,null,null,null,null,null,null,{"$f":"VLOOKUP(0,P35:W51,6)","v":0},{"$f":"VLOOKUP(0,P35:W51,8)","v":0},null,{"$f":"VLOOKUP(0,J35:W51,12)","v":0},{"$f":"VLOOKUP(0,J35:W51,14)","v":0},null,null,null,null,null,null,null,null,null,null,null,null,{"$f":"VLOOKUP(0,AD35:AK51,6)","v":0},{"$f":"VLOOKUP(0,AD35:AK51,8)","v":0},null,null,null,null,null,null,null,null,null,null,null,null,null,null,null,null,{"$f":"VLOOKUP(0,AP35:BC51,12)","v":0},{"$f":"VLOOKUP(0,AP35:BC51,14)","v":0},null,null,null,null,null,null,null,null,null,"Catch 4"]
[null,"Configuration 5",null,null,null,null,null,null,null,null,null,null,null,null,null,null,null,null,{"$f":"VLOOKUP(1,P35:W51,6)","v":0.25},{"$f":"VLOOKUP(1,P35:W51,8)","v":{"$error":"#REF!"}},null,{"$f":"VLOOKUP(1,J35:W51,12)","v":0},{"$f":"VLOOKUP(1,J35:W51,14)","v":0},null,null,null,null,null,null,null,null,null,null,null,null,{"$f":"VLOOKUP(1,AD35:AK51,6)","v":0.25},{"$f":"VLOOKUP(1,AD35:AK51,8)","v":{"$error":"#REF!"}},null,null,null,null,null,null,null,null,null,null,null,null,null,null,null,null,{"$f":"VLOOKUP(1,AP35:BC51,12)","v":0},{"$f":"VLOOKUP(1,AP35:BC51,14)","v":0},null,null,null,null,null,null,null,null,null,{"$f":"VLOOKUP(0,BK36:BN52,2)","v":0},{"$f":"VLOOKUP(0,BK36:BN52,4)","v":0}]
[null,null,null,null,null,null,null,null,null,null,null,null,null,null,null,null,null,"P",{"$f":"IF(ISERROR(IF($D$76>U51,W51,S71+(($D$76-S71)/(S72-S71)*(T72-T71))))=TRUE,0,(IF($D$76>U51,W51,T71+(($D$76-S71)/(S72-S71)*(T72-T71)))))","v":0},null,"P",{"$f":"IF(ISERROR(IF($D$45>U51,W51,V71+(($D$45-V71)/(V72-V71)*(W72-W71))))=TRUE,0,(IF($D$45>U51,W51,W71+(($D$45-V71)/(V72-V71)*(W72-W71)))))","v":0},null,null,null,null,null,null,null,null,null,null,null,null,"P",{"$f":"IF(ISERROR(IF($N$30>AI51,AK51,AJ71+(($N$30-AJ71)/(AJ72-AJ71)*(AK72-AK71))))=TRUE,0,(IF($N$30>AI51,AK51,AK71+(($N$30-AJ71)/(AJ72-AJ71)*(AK72-AK71)))))","v":0},null,null,null,null,null,null,null,null,null,null,null,null,null,null,null,null,"P",{"$f":"IF(ISERROR(IF($E$122>BC51,BA51,BC71+(($E$122-BC71)/(BC72-BC71)*(BB72-BB71))))=TRUE,0,(IF($E$122>BC51,BA51,BB71+(($E$122-BC71)/(BC72-BC71)*(BB72-BB71)))))","v":0},null,null,null,null,null,null,null,null,null,null,{"$f":"VLOOKUP(1,BK36:BN52,2)","v":0.25},{"$f":"VLOOKUP(1,BK36:BN52,4)","v":{"$error":"#REF!"}}]
[null,null,null,"Retention Depth [in]","Provided efficiency [%]",null,null,null,null,null,null,null,null,null,null,null,null,null,null,null,null,null,null,null,null,null,null,null,null,null,null,null,null,null,null,null,null,null,null,null,null,null,null,null,null,null,null,null,null,null,null,null,null,null,null,null,null,null,null,null,null,null,null,null,{"$f":"IF(ISERROR(IF($F$7>BL52,BN52,BM72+(($F$7-BM72)/(BM73-BM72)*(BN73-BN72))))=TRUE,0,(IF($F$7>BL52,BN52,BN72+(($F$7-BM72)/(BM73-BM72)*(BN73-BN72)))))","v":0}]
[null,null,"N",{"$f":"$V$262","v":0},{"$f":"F83","v":0},null,null,null,null,null,null,null,null,null,null,null,null,null,"Config 6",null,null,"Config 3",null,null,null,null,null,null,null,null,null,null,null,null,null,"Catch 3",null,null,null,null,null,null,null,null,null,null,null,null,null,null,null,null,null,"Catch 3"]
[null,null,"P",{"$f":"$V$267","v":0},{"$f":"G83","v":0},null,null,null,null,null,null,null,null,null,null,null,null,null,{"$f":"VLOOKUP(0,Q35:W51,5)","v":0},{"$f":"VLOOKUP(0,Q35:W51,7)","v":0},null,{"$f":"VLOOKUP(0,K35:W51,11)","v":0},{"$f":"VLOOKUP(0,K35:W51,13)","v":0},null,null,null,null,null,null,null,null,null,null,null,null,{"$f":"VLOOKUP(0,AE35:AK51,5)","v":0},{"$f":"VLOOKUP(0,AE35:AK51,7)","v":0},null,null,null,null,null,null,null,null,null,null,null,null,null,null,null,null,{"$f":"VLOOKUP(0,AW35:BC51,5)","v":0},{"$f":"VLOOKUP(0,AW35:BC51,7)","v":0}]
[null,null,"N",{"$f":"$M$29","v":0},{"$f":"$V$187","v":0},{"$f":"(1-(E77/100))*'Watershed Characteristics'!$P$19","v":0},null,null,null,null,null,null,null,null,null,null,null,null,{"$f":"VLOOKUP(1,Q35:W51,5)","v":0},{"$f":"VLOOKUP(1,Q35:W51,7)","v":0},null,{"$f":"VLOOKUP(1,K35:W51,11)","v":0.25},{"$f":"VLOOKUP(1,K35:W51,13)","v":{"$error":"#REF!"}},null,null,null,null,null,null,null,null,null,null,null,null,{"$f":"VLOOKUP(1,AE35:AK51,5)","v":0.25},{"$f":"VLOOKUP(1,AE35:AK51,7)","v":{"$error":"#REF!"}},null,null,null,null,null,null,null,null,null,null,null,null,null,null,null,null,{"$f":"VLOOKUP(1,AW35:BC51,5)","v":0.25},{"$f":"VLOOKUP(1,AW35:BC51,7)","v":{"$error":"#REF!"}}]
[null,null,"P",{"$f":"$M$30","v":0},{"$f":"$V$192","v":0},{"$f":"(1-(E78/100))*'Watershed Characteristics'!$P$20","v":0},null,null,null,null,null,null,null,null,null,null,null,"N",{"$f":"IF(ISERROR(IF($D$87>U51,W51,S76+(($D$87-S76)/(S77-S76)*(T77-T76))))=TRUE,0,(IF($D$87>U51,W51,T76+(($D$87-S76)/(S77-S76)*(T77-T76)))))","v":0},null,"N",{"$f":"IF(ISERROR(IF($D$55>U51,W51,V76+(($D$55-V76)/(V77-V76)*(W77-W76))))=TRUE,0,(IF($D$55>U51,W51,W76+(($D$55-V76)/(V77-V76)*(W77-W76)))))","v":0},null,null,null,null,null,null,null,null,null,null,null,null,"N",{"$f":"IF(ISERROR(IF($O$29>AI51,AK51,AJ76+(($O$29-AJ76)/(AJ77-AJ76)*(AK77-AK76))))=TRUE,0,(IF($O$29>AI51,AK51,AK76+(($O$29-AJ76)/(AJ77-AJ76)*(AK77-AK76)))))","v":0},null,null,null,null,null,null,null,null,null,null,null,null,null,null,null,null,"N",{"$f":"IF(ISERROR(IF($O$29>BA51,BC51,BB76+(($O$29-BB76)/(BB77-BB76)*(BC77-BC76))))=TRUE,0,(IF($O$29>BA51,BC51,BC76+(($O$29-BB76)/(BB77-BB76)*(BC77-BC76)))))","v":0}]
[null,null,"N",{"$f":"$N$29","v":0},{"$f":"$V$198","v":0},{"$f":"(1-(E79/100))*'Watershed Characteristics'!$P$34","v":0}]
[null,null,"P",{"$f":"$N$30","v":0},{"$f":"$V$203","v":0},{"$f":"(1-(E80/100))*'Watershed Characteristics'!$P$35","v":0},null,null,null,null,null,null,null,null,null,null,null,null,"Config 6",null,null,"Config 3",null,null,null,null,null,null,null,null,null,null,null,null,null,"Catch 3",null,null,null,null,null,null,null,null,null,null,null,null,null,null,null,null,null,"Catch 3"]
[null,null,"N",{"$f":"$O$29","v":0},{"$f":"$V$208","v":0},{"$f":"(1-(E81/100))*'Watershed Characteristics'!$P$49","v":0},null,null,null,null,null,null,null,null,null,null,null,null,{"$f":"VLOOKUP(0,R35:W51,4)","v":0},{"$f":"VLOOKUP(0,R35:W51,6)","v":0},null,{"$f":"VLOOKUP(0,L35:W51,10)","v":0},{"$f":"VLOOKUP(0,L35:W51,12)","v":0},null,null,null,null,null,null,null,null,null,null,null,null,{"$f":"VLOOKUP(0,AF35:AK51,4)","v":0},{"$f":"VLOOKUP(0,AF35:AK51,6)","v":0},null,null,null,null,null,null,null,null,null,null,null,null,null,null,null,null,{"$f":"VLOOKUP(0,AX35:BC51,4)","v":0},{"$f":"VLOOKUP(0,AX35:BC51,6)","v":0}]
[null,null,"P",{"$f":"$O$30","v":0},{"$f":"$V$213","v":0},{"$f":"(1-(E82/100))*'Watershed Characteristics'!$P$50","v":0},null,null,null,null,null,null,null,null,null,null,null,null,{"$f":"VLOOKUP(1,R35:W51,4)","v":0},{"$f":"VLOOKUP(1,R35:W51,6)","v":0},null,{"$f":"VLOOKUP(1,L35:W51,10)","v":0.25},{"$f":"VLOOKUP(1,L35:W51,12)","v":{"$error":"#REF!"}},null,null,null,null,null,null,null,null,null,null,null,null,{"$f":"VLOOKUP(1,AF35:AK51,4)","v":0.25},{"$f":"VLOOKUP(1,AF35:AK51,6)","v":{"$error":"#REF!"}},null,null,null,null,null,null,null,null,null,null,null,null,null,null,null,null,{"$f":"VLOOKUP(1,AX35:BC51,4)","v":0.25},{"$f":"VLOOKUP(1,AX35:BC51,6)","v":{"$error":"#REF!"}}]
[null,null,"N P",{"$f":"F77+F79+F81","v":0},{"$f":"F78+F80+F82","v":0},{"$f":"IFERROR((1-(D83/('Watershed Characteristics'!$P$19+'Watershed Characteristics'!$P$34+'Watershed Characteristics'!$P$49)))*100, 0)","v":0},{"$f":"IFERROR((1-(E83/('Watershed Characteristics'!$P$20+'Watershed Characteristics'!$P$35+'Watershed Characteristics'!$P$50)))*100, 0)","v":0},null,null,null,null,null,null,null,null,null,null,"P",{"$f":"IF(ISERROR(IF($D$88>U51,W51,S81+(($D$88-S81)/(S82-S81)*(T82-T81))))=TRUE,0,(IF($D$88>U51,W51,T81+(($D$88-S81)/(S82-S81)*(T82-T81)))))","v":0},null,"P",{"$f":"IF(ISERROR(IF($D$56>U51,W51,V81+(($D$56-V81)/(V82-V81)*(W82-W81))))=TRUE,0,(IF($D$56>U51,W51,W81+(($D$56-V81)/(V82-V81)*(W82-W81)))))","v":0},null,null,null,null,null,null,null,null,null,null,null,null,"P",{"$f":"IF(ISERROR(IF($O$30>AI51,AK51,AJ81+(($O$30-AJ81)/(AJ82-AJ81)*(AK82-AK81))))=TRUE,0,(IF($O$30>AI51,AK51,AK81+(($O$30-AJ81)/(AJ82-AJ81)*(AK82-AK81)))))","v":0},null,null,null,null,null,null,null,null,null,null,null,null,null,null,null,null,"P",{"$f":"IF(ISERROR(IF($O$30>BA51,BC51,BB81+(($O$30-BB81)/(BB82-BB81)*(BC82-BC81))))=TRUE,0,(IF($O$30>BA51,BC51,BC81+(($O$30-BB81)/(BB82-BB81)*(BC82-BC81)))))","v":0}]
[null,"Configuration 6"]
[]
[null,null,null,"Retention Depth [in]","Provided efficiency [%]"]
[null,null,"N",{"$f":"(IF(M29=0, 0.33*O29*$C$3*MIN(1, $E$3/$C$3), IF(AND('If wet D'!$C$28=\"Yes\", 'If wet D'!$E$7=0), IF(OR('If wet D'!D29=\"Yes\", 'If wet D'!D27=\"Yes\"), 0.33*O29*$C$3*(MIN(1, $E$3/$C$3)), 0), 0.33*(O29*$C$3)*(MIN(1,$E$3/$C$3))))+IF(N29=0, 0.33*O29*$D$3*MIN(1, $E$3/$D$3), IF(AND('If wet D'!$C$28=\"Yes\", 'If wet D'!$E$7=0), IF(OR('If wet D'!E29=\"Yes\", 'If wet D'!E27=\"Yes\"), 0.33*O29*$D$3*(MIN(1, $E$3/$D$3)), 0), 0.33*(O29*$D$3)*(MIN(1,$E$3/$D$3))))+D55*($C$3+$D$3)+O29*$E$3)/($C$3+$D$3+$E$3)","v":{"$error":"#DIV/0!"}},{"$f":"S78","v":0}]
[null,null,"P",{"$f":"(IF(M30=0, 0.33*O30*$C$3*MIN(1, $E$3/$C$3), IF(AND('If wet D'!$C$28=\"Yes\", 'If wet D'!$E$8=0), IF(OR('If wet D'!D29=\"Yes\", 'If wet D'!D27=\"Yes\"), 0.33*O30*$C$3*(MIN(1, $E$3/$C$3)), 0), 0.33*(O30*$C$3)*(MIN(1,$E$3/$C$3))))+IF(N30=0, 0.33*O30*$D$3*MIN(1, $E$3/$D$3), IF(AND('If wet D'!$C$28=\"Yes\", 'If wet D'!$E$8=0), IF(OR('If wet D'!E29=\"Yes\", 'If wet D'!E27=\"Yes\"), 0.33*O30*$D$3*(MIN(1, $E$3/$D$3)), 0), 0.33*(O30*$D$3)*(MIN(1,$E$3/$D$3))))+D56*($C$3+$D$3)+O30*$E$3)/($C$3+$D$3+$E$3)","v":{"$error":"#DIV/0!"}},{"$f":"S83","v":0}]
[null,null,"1 and 2 N",{"$f":"$V$241","v":0}]
[null,null,"1 and 2 P",{"$f":"$V$246","v":0}]
[]
[]
[]
[]
[]
[null,"Configuration 7"]
[null,null,null,"Retention Depth [in]","Provided efficiency [%]"]
[null,null,"N",{"$f":"(IF(M29=0, 0.5*N29*$C$3*MIN(1, $D$3/$C$3), M29*$C$3+IF(AND('If wet D'!$C$27=\"Yes\", 'If wet D'!$D$7=0), IF(OR('If wet D'!D29=\"Yes\", 'If wet D'!D27=\"Yes\"), 0.5*N29*$C$3*(MIN(1, $D$3/$C$3)), 0), 0.5*(N29*$C$3)*(MIN(1,$D$3/$C$3))))+N29*$D$3+O29*$E$3)/($C$3+$D$3+$E$3)","v":{"$error":"#DIV/0!"}},{"$f":"F104","v":0}]
[null,null,"P",{"$f":"(IF(M30=0, 0.5*N30*$C$3*MIN(1, $D$3/$C$3), M30*$C$3+IF(AND('If wet D'!$C$27=\"Yes\", 'If wet D'!$D$8=0), IF(OR('If wet D'!D29=\"Yes\", 'If wet D'!D27=\"Yes\"), 0.5*N30*$C$3*(MIN(1, $D$3/$C$3)), 0), 0.5*(N30*$C$3)*(MIN(1,$D$3/$C$3))))+N30*$D$3+O30*$E$3)/($C$3+$D$3+$E$3)","v":{"$error":"#DIV/0!"}},{"$f":"G104","v":0}]
[null,null,"1&2 N",{"$f":"(IF($M$29=0, 0.5*$N$29*$C$3*MIN(1, $D$3/$C$3), $M$29*$C$3+IF(AND('If wet D'!$C$27=\"Yes\", 'If wet D'!$D$7=0), IF(OR('If wet D'!$D$29=\"Yes\", 'If wet D'!$D$27=\"Yes\"), 0.5*$N$29*$C$3*(MIN(1, $D$3/$C$3)), 0), 0.5*($N$29*$C$3)*(MIN(1,$D$3/$C$3))))+$N$29*$D$3)/($C$3+$D$3)","v":{"$error":"#DIV/0!"}},{"$f":"$S$198","v":0},{"$f":"(1-(E100/100))*('Watershed Characteristics'!$P$19+'Watershed Characteristics'!$P$34)","v":0}]
[null,null,"1&2P",{"$f":"(IF($M$30=0, 0.5*$N$30*$C$3*MIN(1, $D$3/$C$3), $M$30*$C$3+IF(AND('If wet D'!$C$27=\"Yes\", 'If wet D'!$D$8=0), IF(OR('If wet D'!$D$29=\"Yes\", 'If wet D'!$D$27=\"Yes\"), 0.5*$N$30*$C$3*(MIN(1, $D$3/$C$3)), 0), 0.5*($N$30*$C$3)*(MIN(1,$D$3/$C$3))))+$N$30*$D$3)/($C$3+$D$3)","v":{"$error":"#DIV/0!"}},{"$f":"$S$203","v":0},{"$f":"(1-(E101/100))*('Watershed Characteristics'!$P$20+'Watershed Characteristics'!$P$35)","v":0}]
[null,null,"3N",{"$f":"$O$29","v":0},{"$f":"$V$208","v":0},{"$f":"(1-(E102/100))*'Watershed Characteristics'!$P$49","v":0}]
[null,null,"3P",{"$f":"$O$30","v":0},{"$f":"$V$213","v":0},{"$f":"(1-(E103/100))*'Watershed Characteristics'!$P$50","v":0}]
[null,null,"N P",{"$f":"F100+F102","v":0},{"$f":"F101+F103","v":0},{"$f":"IFERROR((1-(D104/('Watershed Characteristics'!$P$19+'Watershed Characteristics'!$P$34+'Watershed Characteristics'!$P$49)))*100, 0)","v":0},{"$f":"IFERROR((1-(E104/('Watershed Characteristics'!$P$20+'Watershed Characteristics'!$P$35+'Watershed Characteristics'!$P$50)))*100, 0)","v":0}]
[null,null,null,null,null,null,"Config 8",null,"Config 9",null,"Config 10",null,"Config 11",null,"Config 12",null,"Config 13",null,"Config 14",null,null,null,null,null,null,"Config 15"]
[null,null,null,null,null,null,"N","P","N","P","N","P","N","P","N","P","N","P","N","P","Retention Amount:","Efficiency Provided:",null,null,null,"N","P","Retention Amount:","Efficiency Provided:"]
[null,"Configuration 8",null,null,null,null,0,0,0,0,0,0,0,0,0,0,0,0,0,0,0,null,0,null,null,0,0,0,null,0]
[null,null,null,"Retention Depth [in]","Provided efficiency [%]",null,{"$f":"IF(IF(U108>=$D$109,1,0)>0,G107+1,IF(U108>=$D$109,1,0))","v":{"$error":"#DIV/0!"}},{"$f":"IF(IF(U108>=$D$110,1,0)>0,H107+1,IF(U108>=$D$110,1,0))","v":{"$error":"#DIV/0!"}},{"$f":"IF(IF(U108>=$D$119,1,0)>0,I107+1,IF(U108>=$D$119,1,0))","v":{"$error":"#DIV/0!"}},{"$f":"IF(IF(U108>=$D$120,1,0)>0,J107+1,IF(U108>=$D$120,1,0))","v":{"$error":"#DIV/0!"}},{"$f":"IF(IF(U108>=$D$131,1,0)>0,K107+1,IF(U108>=$D$131,1,0))","v":{"$error":"#DIV/0!"}},{"$f":"IF(IF(U108>=$D$132,1,0)>0,L107+1,IF(U108>=$D$132,1,0))","v":{"$error":"#DIV/0!"}},{"$f":"IF(IF(U108>=$D$141,1,0)>0,M107+1,IF(U108>=$D$141,1,0))","v":{"$error":"#DIV/0!"}},{"$f":"IF(IF(U108>=$D$142,1,0)>0,N107+1,IF(U108>=$D$142,1,0))","v":{"$error":"#DIV/0!"}},{"$f":"IF(IF(U108>=$D$152,1,0)>0,O107+1,IF(U108>=$D$152,1,0))","v":{"$error":"#DIV/0!"}},{"$f":"IF(IF(U108>=$D$153,1,0)>0,P107+1,IF(U108>=$D$153,1,0))","v":{"$error":"#DIV/0!"}},{"$f":"IF(IF(U108>=$D$166,1,0)>0,Q107+1,IF(U108>=$D$166,1,0))","v":{"$error":"#DIV/0!"}},{"$f":"IF(IF(U108>=$D$167,1,0)>0,R107+1,IF(U108>=$D$167,1,0))","v":{"$error":"#DIV/0!"}},{"$f":"IF(IF(U108>=$D$176,1,0)>0,S107+1,IF(U108>=$D$176,1,0))","v":{"$error":"#DIV/0!"}},{"$f":"IF(IF(U108>=$D$177,1,0)>0,T107+1,IF(U108>=$D$177,1,0))","v":{"$error":"#DIV/0!"}},0.25,null,{"$f":"W36","v":{"$error":"#REF!"}},null,null,{"$f":"IF(IF(AB108>=$D$190,1,0)>0,Z107+1,IF(AB108>=$D$190,1,0))","v":{"$error":"#DIV/0!"}},{"$f":"IF(IF(AB108>=$D$191,1,0)>0,AA107+1,IF(AB108>=$D$191,1,0))","v":{"$error":"#DIV/0!"}},0.25,null,{"$f":"W36","v":{"$error":"#REF!"}}]
[null,null,"N",{"$f":"(IF(M29=0, 0.5*N29*$C$3*MIN(1,$D$3/$C$3), M29*$C$3+IF(AND('If wet D'!$C$27=\"Yes\", 'If wet D'!$D$7=0), IF(OR('If wet D'!D29=\"Yes\", 'If wet D'!D27=\"Yes\"), 0.5*N29*$C$3*(MIN(1, $D$3/$C$3)), 0), 0.5*(N29*$C$3)*(MIN(1,$D$3/$C$3))))+N29*$D$3+IF(AND('If wet D'!$C$28=\"Yes\", 'If wet D'!$E$7=0), IF(OR('If wet D'!D29=\"Yes\", 'If wet D'!D27=\"Yes\"), 0.5*O29*$C$3*(MIN(1, $E$3/$C$3)), 0), 0.5*O29*$C$3*(MIN(1,$E$3/$C$3)))+IF(AND('If wet D'!$C$28=\"Yes\", 'If wet D'!$E$7=0), IF(OR('If wet D'!E29=\"Yes\", 'If wet D'!E27=\"Yes\"), 0.5*O29*$D$3*(MIN(1, $E$3/$D$3)), 0), 0.5*(O29*$D$3)*(MIN(1,$E$3/$D$3)))+O29*$E$3+IF(AND('If wet D'!$C$29=\"Yes\", 'If wet D'!$F$7=0), IF(OR('If wet D'!D29=\"Yes\", 'If wet D'!D27=\"Yes\"), 0.5*P29*$C$3*(MIN(1, $F$3/$C$3)), 0), 0.5*P29*$C$3*(MIN(1,$F$3/$C$3)))+IF(AND('If wet D'!$C$29=\"Yes\", 'If wet D'!$F$7=0), IF(OR('If wet D'!E29=\"Yes\", 'If wet D'!E27=\"Yes\"), 0.5*P29*$D$3*(MIN(1, $F$3/$D$3)), 0), 0.5*(P29*$D$3)*(MIN(1,$F$3/$D$3)))+IF(AND('If wet D'!$C$29=\"Yes\", 'If wet D'!$F$7=0), IF(OR('If wet D'!F29=\"Yes\", 'If wet D'!F27=\"Yes\"), 0.5*P29*$E$3*(MIN(1, $F$3/$E$3)), 0), 0.5*(P29*$E$3)*(MIN(1,$F$3/$E$3)))+P29*$F$3)/($C$3+$D$3+$E$3+$F$3)","v":{"$error":"#DIV/0!"}},{"$f":"V129","v":0},null,{"$error":"#DIV/0!"},{"$error":"#DIV/0!"},{"$error":"#DIV/0!"},{"$error":"#DIV/0!"},{"$error":"#DIV/0!"},{"$error":"#DIV/0!"},{"$error":"#DIV/0!"},{"$error":"#DIV/0!"},{"$error":"#DIV/0!"},{"$error":"#DIV/0!"},{"$error":"#DIV/0!"},{"$error":"#DIV/0!"},{"$error":"#DIV/0!"},{"$error":"#DIV/0!"},0.5,null,{"$f":"W37","v":{"$error":"#REF!"}},null,null,{"$f":"IF(IF(AB109>=$D$190,1,0)>0,Z108+1,IF(AB109>=$D$190,1,0))","v":{"$error":"#DIV/0!"}},{"$f":"IF(IF(AB109>=$D$191,1,0)>0,AA108+1,IF(AB109>=$D$191,1,0))","v":{"$error":"#DIV/0!"}},0.5,null,{"$f":"W37","v":{"$error":"#REF!"}}]
[null,null,"P",{"$f":"(IF(M30=0, 0.5*N30*$C$3*MIN(1,$D$3/$C$3), M30*$C$3+IF(AND('If wet D'!$C$27=\"Yes\", 'If wet D'!$D$8=0), IF(OR('If wet D'!D29=\"Yes\", 'If wet D'!D27=\"Yes\"), 0.5*N30*$C$3*(MIN(1, $D$3/$C$3)), 0), 0.5*(N30*$C$3)*(MIN(1,$D$3/$C$3))))+N30*$D$3+IF(AND('If wet D'!$C$28=\"Yes\", 'If wet D'!$E$8=0), IF(OR('If wet D'!D29=\"Yes\", 'If wet D'!D27=\"Yes\"), 0.5*O30*$C$3*(MIN(1, $E$3/$C$3)), 0), 0.5*O30*$C$3*(MIN(1,$E$3/$C$3)))+IF(AND('If wet D'!$C$28=\"Yes\", 'If wet D'!$E$8=0), IF(OR('If wet D'!E29=\"Yes\", 'If wet D'!E27=\"Yes\"), 0.5*O30*$D$3*(MIN(1, $E$3/$D$3)), 0), 0.5*(O30*$D$3)*(MIN(1,$E$3/$D$3)))+O30*$E$3+IF(AND('If wet D'!$C$29=\"Yes\", 'If wet D'!$F$8=0), IF(OR('If wet D'!D29=\"Yes\", 'If wet D'!D27=\"Yes\"), 0.5*P30*$C$3*(MIN(1, $F$3/$C$3)), 0), 0.5*P30*$C$3*(MIN(1,$F$3/$C$3)))+IF(AND('If wet D'!$C$29=\"Yes\", 'If wet D'!$F$8=0), IF(OR('If wet D'!E29=\"Yes\", 'If wet D'!E27=\"Yes\"), 0.5*P30*$D$3*(MIN(1, $F$3/$D$3)), 0), 0.5*(P30*$D$3)*(MIN(1,$F$3/$D$3)))+IF(AND('If wet D'!$C$29=\"Yes\", 'If wet D'!$F$8=0), IF(OR('If wet D'!F29=\"Yes\", 'If wet D'!F27=\"Yes\"), 0.5*P30*$E$3*(MIN(1, $F$3/$E$3)), 0), 0.5*(P30*$E$3)*(MIN(1,$F$3/$E$3)))+P30*$F$3)/($C$3+$D$3+$E$3+$F$3)","v":{"$error":"#DIV/0!"}},{"$f":"V134","v":0},null,{"$error":"#DIV/0!"},{"$error":"#DIV/0!"},{"$error":"#DIV/0!"},{"$error":"#DIV/0!"},{"$error":"#DIV/0!"},{"$error":"#DIV/0!"},{"$error":"#DIV/0!"},{"$error":"#DIV/0!"},{"$error":"#DIV/0!"},{"$error":"#DIV/0!"},{"$error":"#DIV/0!"},{"$error":"#DIV/0!"},{"$error":"#DIV/0!"},{"$error":"#DIV/0!"},0.75,null,{"$error":"#REF!"},null,null,{"$error":"#DIV/0!"},{"$error":"#DIV/0!"},0.75,null,{"$error":"#REF!"}]
[null,null,null,null,null,null,{"$error":"#DIV/0!"},{"$error":"#DIV/0!"},{"$error":"#DIV/0!"},{"$error":"#DIV/0!"},{"$error":"#DIV/0!"},{"$error":"#DIV/0!"},{"$error":"#DIV/0!"},{"$error":"#DIV/0!"},{"$error":"#DIV/0!"},{"$error":"#DIV/0!"},{"$error":"#DIV/0!"},{"$error":"#DIV/0!"},{"$error":"#DIV/0!"},{"$error":"#DIV/0!"},1,null,{"$error":"#REF!"},null,null,{"$error":"#DIV/0!"},{"$error":"#DIV/0!"},1,null,{"$error":"#REF!"}]
[null,null,null,null,null,null,{"$error":"#DIV/0!"},{"$error":"#DIV/0!"},{"$error":"#DIV/0!"},{"$error":"#DIV/0!"},{"$error":"#DIV/0!"},{"$error":"#DIV/0!"},{"$error":"#DIV/0!"},{"$error":"#DIV/0!"},{"$error":"#DIV/0!"},{"$error":"#DIV/0!"},{"$error":"#DIV/0!"},{"$error":"#DIV/0!"},{"$error":"#DIV/0!"},{"$error":"#DIV/0!"},1.25,null,{"$error":"#REF!"},null,null,{"$error":"#DIV/0!"},{"$error":"#DIV/0!"},1.25,null,{"$error":"#REF!"}]
[null,null,null,null,null,null,{"$error":"#DIV/0!"},{"$error":"#DIV/0!"},{"$error":"#DIV/0!"},{"$error":"#DIV/0!"},{"$error":"#DIV/0!"},{"$error":"#DIV/0!"},{"$error":"#DIV/0!"},{"$error":"#DIV/0!"},{"$error":"#DIV/0!"},{"$error":"#DIV/0!"},{"$error":"#DIV/0!"},{"$error":"#DIV/0!"},{"$error":"#DIV/0!"},{"$error":"#DIV/0!"},1.5,null,{"$error":"#REF!"},null,null,{"$error":"#DIV/0!"},{"$error":"#DIV/0!"},1.5,null,{"$error":"#REF!"}]
[null,null,null,null,null,null,{"$error":"#DIV/0!"},{"$error":"#DIV/0!"},{"$error":"#DIV/0!"},{"$error":"#DIV/0!"},{"$error":"#DIV/0!"},{"$error":"#DIV/0!"},{"$error":"#DIV/0!"},{"$error":"#DIV/0!"},{"$error":"#DIV/0!"},{"$error":"#DIV/0!"},{"$error":"#DIV/0!"},{"$error":"#DIV/0!"},{"$error":"#DIV/0!"},{"$error":"#DIV/0!"},1.75,null,{"$error":"#REF!"},null,null,{"$error":"#DIV/0!"},{"$error":"#DIV/0!"},1.75,null,{"$error":"#REF!"}]
[null,null,null,null,null,null,{"$error":"#DIV/0!"},{"$error":"#DIV/0!"},{"$error":"#DIV/0!"},{"$error":"#DIV/0!"},{"$error":"#DIV/0!"},{"$error":"#DIV/0!"},{"$error":"#DIV/0!"},{"$error":"#DIV/0!"},{"$error":"#DIV/0!"},{"$error":"#DIV/0!"},{"$error":"#DIV/0!"},{"$error":"#DIV/0!"},{"$error":"#DIV/0!"},{"$error":"#DIV/0!"},2,null,{"$error":"#REF!"},null,null,{"$error":"#DIV/0!"},{"$error":"#DIV/0!"},2,null,{"$error":"#REF!"}]
[null,"Configuration 9",null,null,null,null,{"$error":"#DIV/0!"},{"$error":"#DIV/0!"},{"$error":"#DIV/0!"},{"$error":"#DIV/0!"},{"$error":"#DIV/0!"},{"$error":"#DIV/0!"},{"$error":"#DIV/0!"},{"$error":"#DIV/0!"},{"$error":"#DIV/0!"},{"$error":"#DIV/0!"},{"$error":"#DIV/0!"},{"$error":"#DIV/0!"},{"$error":"#DIV/0!"},{"$error":"#DIV/0!"},2.25,null,{"$error":"#REF!"},null,null,{"$error":"#DIV/0!"},{"$error":"#DIV/0!"},2.25,null,{"$error":"#REF!"}]
[null,null,null,null,null,null,{"$error":"#DIV/0!"},{"$error":"#DIV/0!"},{"$error":"#DIV/0!"},{"$error":"#DIV/0!"},{"$error":"#DIV/0!"},{"$error":"#DIV/0!"},{"$error":"#DIV/0!"},{"$error":"#DIV/0!"},{"$error":"#DIV/0!"},{"$error":"#DIV/0!"},{"$error":"#DIV/0!"},{"$error":"#DIV/0!"},{"$error":"#DIV/0!"},{"$error":"#DIV/0!"},2.5,null,{"$error":"#REF!"},null,null,{"$error":"#DIV/0!"},{"$error":"#DIV/0!"},2.5,null,{"$error":"#REF!"}]
[null,null,null,"Retention Depth [in]","Provided efficiency [%]",null,{"$error":"#DIV/0!"},{"$error":"#DIV/0!"},{"$error":"#DIV/0!"},{"$error":"#DIV/0!"},{"$error":"#DIV/0!"},{"$error":"#DIV/0!"},{"$error":"#DIV/0!"},{"$error":"#DIV/0!"},{"$error":"#DIV/0!"},{"$error":"#DIV/0!"},{"$error":"#DIV/0!"},{"$error":"#DIV/0!"},{"$error":"#DIV/0!"},{"$error":"#DIV/0!"},2.75,null,{"$error":"#REF!"},null,null,{"$error":"#DIV/0!"},{"$error":"#DIV/0!"},2.75,null,{"$error":"#REF!"}]
[null,null,"N",{"$f":"(IF(M29=0, 0.5*N29*$C$3*MIN(1, $D$3/$C$3), IF(AND('If wet D'!$C$27=\"Yes\", 'If wet D'!$D$7=0), IF(OR('If wet D'!D29=\"Yes\", 'If wet D'!D27=\"Yes\"), 0.5*N29*$C$3*(MIN(1, $D$3/$C$3)), 0), 0.5*(N29*$C$3)*(MIN(1,$D$3/$C$3))))+IF(AND('If wet D'!$C$29=\"Yes\", 'If wet D'!$F$7=0), IF(OR('If wet D'!D29=\"Yes\", 'If wet D'!D27=\"Yes\"), 0.33*P29*$C$3*(MIN(1, $F$3/$C$3)), 0), 0.33*P29*$C$3*(MIN(1, $F$3/$C$3)))+IF(AND('If wet D'!$C$29=\"Yes\", 'If wet D'!$F$7=0), IF(OR('If wet D'!E29=\"Yes\", 'If wet D'!E27=\"Yes\"), 0.33*P29*$D$3*(MIN(1, $F$3/$D$3)), 0), 0.33*(P29*$D$3)*(MIN(1,$F$3/$D$3)))+IF(O29=0, 0.33*P29*$E$3*MIN(1, $F$3/$E$3), IF(AND('If wet D'!$C$29=\"Yes\", 'If wet D'!$F$7=0), IF(OR('If wet D'!F29=\"Yes\", 'If wet D'!F27=\"Yes\"), 0.33*P29*$E$3*(MIN(1, $F$3/$E$3)), 0), 0.33*(P29*$E$3)*(MIN(1,$F$3/$E$3))))+D126*($C$3+$D$3+$E$3)+P29*$F$3)/($C$3+$D$3+$E$3+$F$3)","v":{"$error":"#DIV/0!"}},{"$f":"V141","v":0},null,{"$error":"#DIV/0!"},{"$error":"#DIV/0!"},{"$error":"#DIV/0!"},{"$error":"#DIV/0!"},{"$error":"#DIV/0!"},{"$error":"#DIV/0!"},{"$error":"#DIV/0!"},{"$error":"#DIV/0!"},{"$error":"#DIV/0!"},{"$error":"#DIV/0!"},{"$error":"#DIV/0!"},{"$error":"#DIV/0!"},{"$error":"#DIV/0!"},{"$error":"#DIV/0!"},3,null,{"$error":"#REF!"},null,null,{"$error":"#DIV/0!"},{"$error":"#DIV/0!"},3,null,{"$error":"#REF!"}]
[null,null,"P",{"$f":"(IF(M30=0, 0.5*N30*$C$3*MIN(1, $D$3/$C$3), IF(AND('If wet D'!$C$27=\"Yes\", 'If wet D'!$D$8=0), IF(OR('If wet D'!D29=\"Yes\", 'If wet D'!D27=\"Yes\"), 0.5*N30*$C$3*(MIN(1, $D$3/$C$3)), 0), 0.5*(N30*$C$3)*(MIN(1,$D$3/$C$3))))+IF(AND('If wet D'!$C$29=\"Yes\", 'If wet D'!$F$8=0), IF(OR('If wet D'!D29=\"Yes\", 'If wet D'!D27=\"Yes\"), 0.33*P30*$C$3*(MIN(1, $F$3/$C$3)), 0), 0.33*P30*$C$3*(MIN(1, $F$3/$C$3)))+IF(AND('If wet D'!$C$29=\"Yes\", 'If wet D'!$F$8=0), IF(OR('If wet D'!E29=\"Yes\", 'If wet D'!E27=\"Yes\"), 0.33*P30*$D$3*(MIN(1, $F$3/$D$3)), 0), 0.33*(P30*$D$3)*(MIN(1,$F$3/$D$3)))+IF(O30=0, 0.33*P30*$E$3*MIN(1, $F$3/$E$3), IF(AND('If wet D'!$C$29=\"Yes\", 'If wet D'!$F$8=0), IF(OR('If wet D'!F29=\"Yes\", 'If wet D'!F27=\"Yes\"), 0.33*P30*$E$3*(MIN(1, $F$3/$E$3)), 0), 0.33*(P30*$E$3)*(MIN(1,$F$3/$E$3))))+E126*($C$3+$D$3+$E$3)+P30*$F$3)/($C$3+$D$3+$E$3+$F$3)","v":{"$error":"#DIV/0!"}},{"$f":"V146","v":0},null,{"$error":"#DIV/0!"},{"$error":"#DIV/0!"},{"$error":"#DIV/0!"},{"$error":"#DIV/0!"},{"$error":"#DIV/0!"},{"$error":"#DIV/0!"},{"$error":"#DIV/0!"},{"$error":"#DIV/0!"},{"$error":"#DIV/0!"},{"$error":"#DIV/0!"},{"$error":"#DIV/0!"},{"$error":"#DIV/0!"},{"$error":"#DIV/0!"},{"$error":"#DIV/0!"},3.25,null,{"$error":"#REF!"},null,null,{"$error":"#DIV/0!"},{"$error":"#DIV/0!"},3.25,null,{"$error":"#REF!"}]
[null,null,"1&2 N",{"$f":"(IF($M$29=0, 0.5*$N$29*$C$3*MIN(1, $D$3/$C$3), $M$29*$C$3+IF(AND('If wet D'!$C$27=\"Yes\", 'If wet D'!$D$7=0), IF(OR('If wet D'!$D$29=\"Yes\", 'If wet D'!$D$27=\"Yes\"), 0.5*$N$29*$C$3*(MIN(1, $D$3/$C$3)), 0), 0.5*($N$29*$C$3)*(MIN(1,$D$3/$C$3))))+$N$29*$D$3)/($C$3+$D$3)","v":{"$error":"#DIV/0!"}},{"$f":"$S$198","v":0},{"$f":"(1-(E121/100))*('Watershed Characteristics'!$P$19+'Watershed Characteristics'!$P$34)","v":0},{"$error":"#DIV/0!"},{"$error":"#DIV/0!"},{"$error":"#DIV/0!"},{"$error":"#DIV/0!"},{"$error":"#DIV/0!"},{"$error":"#DIV/0!"},{"$error":"#DIV/0!"},{"$error":"#DIV/0!"},{"$error":"#DIV/0!"},{"$error":"#DIV/0!"},{"$error":"#DIV/0!"},{"$error":"#DIV/0!"},{"$error":"#DIV/0!"},{"$error":"#DIV/0!"},3.5,null,{"$error":"#REF!"},null,null,{"$error":"#DIV/0!"},{"$error":"#DIV/0!"},3.5,null,{"$error":"#REF!"}]
[null,null,"1&2P",{"$f":"(IF($M$30=0, 0.5*$N$30*$C$3*MIN(1, $D$3/$C$3), $M$30*$C$3+IF(AND('If wet D'!$C$27=\"Yes\", 'If wet D'!$D$8=0), IF(OR('If wet D'!$D$29=\"Yes\", 'If wet D'!$D$27=\"Yes\"), 0.5*$N$30*$C$3*(MIN(1, $D$3/$C$3)), 0), 0.5*($N$30*$C$3)*(MIN(1,$D$3/$C$3))))+$N$30*$D$3)/($C$3+$D$3)","v":{"$error":"#DIV/0!"}},{"$f":"$S$203","v":0},{"$f":"(1-(E122/100))*('Watershed Characteristics'!$P$20+'Watershed Characteristics'!$P$35)","v":0},{"$error":"#DIV/0!"},{"$error":"#DIV/0!"},{"$error":"#DIV/0!"},{"$error":"#DIV/0!"},{"$error":"#DIV/0!"},{"$error":"#DIV/0!"},{"$error":"#DIV/0!"},{"$error":"#DIV/0!"},{"$error":"#DIV/0!"},{"$error":"#DIV/0!"},{"$error":"#DIV/0!"},{"$error":"#DIV/0!"},{"$error":"#DIV/0!"},{"$error":"#DIV/0!"},3.75,null,{"$error":"#REF!"},null,null,{"$error":"#DIV/0!"},{"$error":"#DIV/0!"},3.75,null,{"$error":"#REF!"}]
[null,null,"3N",{"$f":"$O$29","v":0},{"$f":"$V$208","v":0},{"$f":"(1-(E123/100))*'Watershed Characteristics'!$P$49","v":0},{"$error":"#DIV/0!"},{"$error":"#DIV/0!"},{"$error":"#DIV/0!"},{"$error":"#DIV/0!"},{"$error":"#DIV/0!"},{"$error":"#DIV/0!"},{"$error":"#DIV/0!"},{"$error":"#DIV/0!"},{"$error":"#DIV/0!"},{"$error":"#DIV/0!"},{"$error":"#DIV/0!"},{"$error":"#DIV/0!"},{"$error":"#DIV/0!"},{"$error":"#DIV/0!"},4,null,{"$error":"#REF!"},null,null,{"$error":"#DIV/0!"},{"$error":"#DIV/0!"},4,null,{"$error":"#REF!"}]
[null,null,"3P",{"$f":"$O$30","v":0},{"$f":"$V$213","v":0},{"$f":"(1-(E124/100))*'Watershed Characteristics'!$P$50","v":0}]
[null,null,"1, 2, & 3 N P",{"$f":"F121+F123","v":0},{"$f":"F122+F124","v":0},{"$f":"IFERROR((1-(D125/('Watershed Characteristics'!$P$19+'Watershed Characteristics'!$P$34+'Watershed Characteristics'!$P$49)))*100, 0)","v":0},{"$f":"IFERROR((1-(E125/('Watershed Characteristics'!$P$20+'Watershed Characteristics'!$P$35+'Watershed Characteristics'!$P$50)))*100, 0)","v":0},null,null,null,null,null,null,null,null,null,null,null,null,null,"Interpolation for Retention Amount:"]
[null,null,"1, 2, & 3 N P",{"$f":"$V$252","v":0},{"$f":"$V$257","v":0},null,null,null,null,null,null,null,null,null,"Config 14",null,null,null,"Config 11",null,null,"Config 8",null,null,null,null,null,null,"Config 15"]
[null,null,null,null,null,null,null,null,null,null,null,null,null,null,{"$f":"VLOOKUP(0,S107:W123,3)","v":0},{"$f":"VLOOKUP(0,S107:W123,5)","v":0},null,null,{"$f":"VLOOKUP(0,M107:W123,9)","v":0},{"$f":"VLOOKUP(0,M107:W123,11)","v":0},null,{"$f":"VLOOKUP(0,G107:W123,15)","v":0},{"$f":"VLOOKUP(0,G107:W123,17)","v":0},null,null,null,null,null,{"$f":"VLOOKUP(0,Z107:AD123,3)","v":0},{"$f":"VLOOKUP(0,Z107:AD123,5)","v":0}]
[null,"Configuration 10",null,null,null,null,null,null,null,null,null,null,null,null,{"$f":"VLOOKUP(1,S107:W123,3)","v":0},{"$f":"VLOOKUP(1,S107:W123,5)","v":0},null,null,{"$f":"VLOOKUP(1,M107:W123,9)","v":0},{"$f":"VLOOKUP(1,M107:W123,11)","v":0},null,{"$f":"VLOOKUP(1,G107:W123,15)","v":0},{"$f":"VLOOKUP(1,G107:W123,17)","v":0},null,null,null,null,null,{"$f":"VLOOKUP(1,Z107:AD123,3)","v":0},{"$f":"VLOOKUP(1,Z107:AD123,5)","v":0}]
[null,null,null,null,null,null,null,null,null,null,null,null,null,"N",{"$f":"IF(ISERROR(IF($D$176>U123,W123,O127+(($D$176-O127)/(O128-O127)*(P128-P127))))=TRUE,0,(IF($D$176>U123,W123,P127+(($D$176-O127)/(O128-O127)*(P128-P127)))))","v":0},null,null,"N",{"$f":"IF(ISERROR(IF($D$141>U123,W123,S127+(($D$141-S127)/(S128-S127)*(T128-T127))))=TRUE,0,(IF($D$141>U123,W123,T127+(($D$141-S127)/(S128-S127)*(T128-T127)))))","v":0},null,"N",{"$f":"IF(ISERROR(IF($D$109>U123,W123,V127+(($D$109-V127)/(V128-V127)*(W128-W127))))=TRUE,0,(IF($D$109>U123,W123,W127+(($D$109-V127)/(V128-V127)*(W128-W127)))))","v":0},null,null,null,null,null,null,{"$f":"IF(ISERROR(IF($D$190>AB123,AD123,AC127+(($D$190-AC127)/(AC128-AC127)*(AD128-AD127))))=TRUE,0,(IF($D$190>AB123,AD123,AD127+(($D$190-AC127)/(AC128-AC127)*(AD128-AD127)))))","v":0}]
[null,null,null,"Retention Depth [in]","Provided efficiency [%]"]
[null,null,"N",{"$f":"(IF(M29=0, 0.5*N29*$C$3*MIN(1, $D$3/$C$3), M29*$C$3+IF(AND('If wet D'!$C$27=\"Yes\", 'If wet D'!$D$7=0), IF(OR('If wet D'!D29=\"Yes\", 'If wet D'!D27=\"Yes\"), 0.5*N29*$C$3*(MIN(1, $D$3/$C$3)), 0), 0.5*(N29*$C$3)*(MIN(1, $D$3/$C$3))))+N29*$D$3+IF(AND('If wet D'!$C$28=\"Yes\", 'If wet D'!$E$7=0), IF(OR('If wet D'!D29=\"Yes\", 'If wet D'!D27=\"Yes\"), 0.5*O29*$C$3*(MIN(1, $E$3/$C$3)), 0), 0.5*O29*$C$3*(MIN(1, $E$3/$C$3)))+IF(AND('If wet D'!$C$28=\"Yes\", 'If wet D'!$E$7=0), IF(OR('If wet D'!E29=\"Yes\", 'If wet D'!E27=\"Yes\"), 0.5*O29*$D$3*(MIN(1, $E$3/$D$3)), 0), 0.5*(O29*$D$3)*(MIN(1, $E$3/$D$3)))+O29*$E$3+P29*$F$3)/($C$3+$D$3+$E$3+$F$3)","v":{"$error":"#DIV/0!"}},{"$f":"F137","v":0},null,null,null,null,null,null,null,null,null,"Config 14",null,null,null,"Config 11",null,null,"Config 8",null,null,null,null,null,null,"Config 15"]
[null,null,"P",{"$f":"(IF(M30=0, 0.5*N30*$C$3*MIN(1, $D$3/$C$3), M30*$C$3+IF(AND('If wet D'!$C$27=\"Yes\", 'If wet D'!$D$8=0), IF(OR('If wet D'!D29=\"Yes\", 'If wet D'!D27=\"Yes\"), 0.5*N30*$C$3*(MIN(1, $D$3/$C$3)), 0), 0.5*(N30*$C$3)*(MIN(1,$D$3/$C$3))))+N30*$D$3+IF(AND('If wet D'!$C$28=\"Yes\", 'If wet D'!$E$8=0), IF(OR('If wet D'!D29=\"Yes\", 'If wet D'!D27=\"Yes\"), 0.5*O30*$C$3*(MIN(1, $E$3/$C$3)), 0), 0.5*O30*$C$3*(MIN(1,$E$3/$C$3)))+IF(AND('If wet D'!$C$28=\"Yes\", 'If wet D'!$E$8=0), IF(OR('If wet D'!E29=\"Yes\", 'If wet D'!E27=\"Yes\"), 0.5*O30*$D$3*(MIN(1, $E$3/$D$3)), 0), 0.5*(O30*$D$3)*(MIN(1,$E$3/$D$3)))+O30*$E$3+P30*$F$3)/($C$3+$D$3+$E$3+$F$3)","v":{"$error":"#DIV/0!"}},{"$f":"G137","v":0},null,null,null,null,null,null,null,null,null,{"$f":"VLOOKUP(0,T107:W123,2)","v":0},{"$f":"VLOOKUP(0,T107:W123,4)","v":0},null,null,{"$f":"VLOOKUP(0,N107:W123,8)","v":0},{"$f":"VLOOKUP(0,N107:W123,10)","v":0},null,{"$f":"VLOOKUP(0,H107:W123,14)","v":0},{"$f":"VLOOKUP(0,H107:W123,16)","v":0},null,null,null,null,null,{"$f":"VLOOKUP(0,AA107:AD123,2)","v":0},{"$f":"VLOOKUP(0,AA107:AD123,4)","v":0}]
[null,null,"1,2,3 N",{"$f":"(IF(M29=0, 0.5*N29*$C$3*MIN(1, $D$3/$C$3), M29*$C$3+IF(AND('If wet D'!$C$27=\"Yes\", 'If wet D'!$D$7=0), IF(OR('If wet D'!D29=\"Yes\", 'If wet D'!D27=\"Yes\"), 0.5*N29*$C$3*(MIN(1, $D$3/$C$3)), 0), 0.5*(N29*$C$3)*(MIN(1, $D$3/$C$3))))+N29*$D$3+IF(AND('If wet D'!$C$28=\"Yes\", 'If wet D'!$E$7=0), IF(OR('If wet D'!D29=\"Yes\", 'If wet D'!D27=\"Yes\"), 0.5*O29*$C$3*(MIN(1, $E$3/$C$3)), 0), 0.5*O29*$C$3*(MIN(1, $E$3/$C$3)))+IF(AND('If wet D'!$C$28=\"Yes\", 'If wet D'!$E$7=0), IF(OR('If wet D'!E29=\"Yes\", 'If wet D'!E27=\"Yes\"), 0.5*O29*$D$3*(MIN(1, $E$3/$D$3)), 0), 0.5*(O29*$D$3)*(MIN(1, $E$3/$D$3)))+O29*$E$3)/($C$3+$D$3+$E$3)","v":{"$error":"#DIV/0!"}},{"$f":"$S$208","v":0},{"$f":"(1-(E133/100))*('Watershed Characteristics'!$P$19+'Watershed Characteristics'!$P$34+'Watershed Characteristics'!$P$49)","v":0},null,null,null,null,null,null,null,null,{"$f":"VLOOKUP(1,T107:W123,2)","v":0},{"$f":"VLOOKUP(1,T107:W123,4)","v":0},null,null,{"$f":"VLOOKUP(1,N107:W123,8)","v":0},{"$f":"VLOOKUP(1,N107:W123,10)","v":0},null,{"$f":"VLOOKUP(1,H107:W123,14)","v":0},{"$f":"VLOOKUP(1,H107:W123,16)","v":0},null,null,null,null,null,{"$f":"VLOOKUP(1,AA107:AD123,2)","v":0},{"$f":"VLOOKUP(1,AA107:AD123,4)","v":0}]
[null,null,"1,2,3 P",{"$f":"(IF(M30=0, 0.5*N30*$C$3*MIN(1, $D$3/$C$3), M30*$C$3+IF(AND('If wet D'!$C$27=\"Yes\", 'If wet D'!$D$8=0), IF(OR('If wet D'!D29=\"Yes\", 'If wet D'!D27=\"Yes\"), 0.5*N30*$C$3*(MIN(1, $D$3/$C$3)), 0), 0.5*(N30*$C$3)*(MIN(1,$D$3/$C$3))))+N30*$D$3+IF(AND('If wet D'!$C$28=\"Yes\", 'If wet D'!$E$8=0), IF(OR('If wet D'!D29=\"Yes\", 'If wet D'!D27=\"Yes\"), 0.5*O30*$C$3*(MIN(1, $E$3/$C$3)), 0), 0.5*O30*$C$3*(MIN(1,$E$3/$C$3)))+IF(AND('If wet D'!$C$28=\"Yes\", 'If wet D'!$E$8=0), IF(OR('If wet D'!E29=\"Yes\", 'If wet D'!E27=\"Yes\"), 0.5*O30*$D$3*(MIN(1, $E$3/$D$3)), 0), 0.5*(O30*$D$3)*(MIN(1,$E$3/$D$3)))+O30*$E$3)/($C$3+$D$3+$E$3)","v":{"$error":"#DIV/0!"}},{"$f":"$S$213","v":0},{"$f":"(1-(E134/100))*('Watershed Characteristics'!$P$20+'Watershed Characteristics'!$P$35+'Watershed Characteristics'!$P$50)","v":0},null,null,null,null,null,null,null,"P",{"$f":"IF(ISERROR(IF($D$177>U123,W123,O132+(($D$177-O132)/(O133-O132)*(P133-P132))))=TRUE,0,(IF($D$177>U123,W123,P132+(($D$177-O132)/(O133-O132)*(P133-P132)))))","v":0},null,null,"P",{"$f":"IF(ISERROR(IF($D$142>U123,W123,S132+(($D$142-S132)/(S133-S132)*(T133-T132))))=TRUE,0,(IF($D$142>U123,W123,T132+(($D$142-S132)/(S133-S132)*(T133-T132)))))","v":0},null,"P",{"$f":"IF(ISERROR(IF($D$110>U123,W123,V132+(($D$110-V132)/(V133-V132)*(W133-W132))))=TRUE,0,(IF($D$110>U123,W123,W132+(($D$110-V132)/(V133-V132)*(W133-W132)))))","v":0},null,null,null,null,null,null,{"$f":"IF(ISERROR(IF($D$191>AB123,AD123,AC132+(($D$191-AC132)/(AC133-AC132)*(AD133-AD132))))=TRUE,0,(IF($D$191>AB123,AD123,AD132+(($D$191-AC132)/(AC133-AC132)*(AD133-AD132)))))","v":0}]
[null,null,"N",{"$f":"$P$29","v":0},{"$f":"$S$187","v":0},{"$f":"(1-(E135/100))*'Watershed Characteristics'!$P$64","v":0}]
[null,null,"P",{"$f":"$P$30","v":0},{"$f":"$S$192","v":0},{"$f":"(1-(E136/100))*'Watershed Characteristics'!$P$65","v":0}]
[null,null,"N P",{"$f":"F133+F135","v":0},{"$f":"F134+F136","v":0},{"$f":"IFERROR((1-(D137/('Watershed Characteristics'!$P$19+'Watershed Characteristics'!$P$34+'Watershed Characteristics'!$P$49+'Watershed Characteristics'!$P$64)))*100, 0)","v":0},{"$f":"IFERROR((1-(E137/('Watershed Characteristics'!$P$20+'Watershed Characteristics'!$P$35+'Watershed Characteristics'!$P$50+'Watershed Characteristics'!$P$65)))*100, 0)","v":0}]
[null,"Configuration 11",null,null,null,null,null,null,null,null,null,null,null,null,null,null,null,null,"Config 12",null,null,"Config 9"]
[null,null,null,null,null,null,null,null,null,null,null,null,null,null,null,null,null,null,{"$f":"VLOOKUP(0,O107:W123,7)","v":0},{"$f":"VLOOKUP(0,O107:W123,9)","v":0},null,{"$f":"VLOOKUP(0,I107:W123,13)","v":0},{"$f":"VLOOKUP(0,I107:W123,15)","v":0}]
[null,null,null,"Retention Depth [in]","Provided efficiency [%]",null,null,null,null,null,null,null,null,null,null,null,null,null,{"$f":"VLOOKUP(1,O107:W123,7)","v":0},{"$f":"VLOOKUP(1,O107:W123,9)","v":0},null,{"$f":"VLOOKUP(1,I107:W123,13)","v":0},{"$f":"VLOOKUP(1,I107:W123,15)","v":0}]
[null,null,"N",{"$f":"($D$87*($C$3+$D$3+$E$3)+IF(AND('If wet D'!$C$29=\"Yes\", 'If wet D'!$F$7=0), IF(OR('If wet D'!D29=\"Yes\", 'If wet D'!D27=\"Yes\"), 0.5*P29*$C$3*(MIN(1, $F$3/$C$3)), 0), 0.5*P29*$C$3*(MIN(1,$F$3/$C$3)))+IF(AND('If wet D'!$C$29=\"Yes\", 'If wet D'!$F$7=0), IF(OR('If wet D'!E29=\"Yes\", 'If wet D'!E27=\"Yes\"), 0.5*P29*$D$3*(MIN(1, $F$3/$D$3)), 0), 0.5*P29*$D$3*(MIN(1,$F$3/$D$3)))+IF(AND('If wet D'!$C$29=\"Yes\", 'If wet D'!$F$7=0), IF(OR('If wet D'!F29=\"Yes\", 'If wet D'!F27=\"Yes\"), 0.5*P29*$E$3*(MIN(1, $F$3/$E$3)), 0), 0.5*(P29*$E$3)*(MIN(1,$F$3/$E$3)))+P29*$F$3)/($C$3+$D$3+$E$3+$F$3)","v":{"$error":"#DIV/0!"}},{"$f":"S129","v":0},null,null,null,null,null,null,null,null,null,null,null,null,"N",{"$f":"IF(ISERROR(IF($D$152>U123,W123,S139+(($D$152-S139)/(S140-S139)*(T140-T139))))=TRUE,0,(IF($D$152>U123,W123,T139+(($D$152-S139)/(S140-S139)*(T140-T139)))))","v":0},null,"N",{"$f":"IF(ISERROR(IF($D$119>U123,W123,V139+(($D$119-V139)/(V140-V139)*(W140-W139))))=TRUE,0,(IF($D$119>U123,W123,W139+(($D$119-V139)/(V140-V139)*(W140-W139)))))","v":0}]
[null,null,"P",{"$f":"($D$88*($C$3+$D$3+$E$3)+IF(AND('If wet D'!$C$29=\"Yes\", 'If wet D'!$F$8=0), IF(OR('If wet D'!D29=\"Yes\", 'If wet D'!D27=\"Yes\"), 0.5*P30*$C$3*(MIN(1, $F$3/$C$3)), 0), 0.5*P30*$C$3*(MIN(1,$F$3/$C$3)))+IF(AND('If wet D'!$C$29=\"Yes\", 'If wet D'!$F$8=0), IF(OR('If wet D'!E29=\"Yes\", 'If wet D'!E27=\"Yes\"), 0.5*P30*$D$3*(MIN(1, $F$3/$D$3)), 0), 0.5*P30*$D$3*(MIN(1,$F$3/$D$3)))+IF(AND('If wet D'!$C$29=\"Yes\", 'If wet D'!$F$8=0), IF(OR('If wet D'!F29=\"Yes\", 'If wet D'!F27=\"Yes\"), 0.5*P30*$E$3*(MIN(1, $F$3/$E$3)), 0), 0.5*(P30*$E$3)*(MIN(1,$F$3/$E$3)))+P30*$F$3)/($C$3+$D$3+$E$3+$F$3)","v":{"$error":"#DIV/0!"}},{"$f":"S134","v":0}]
[null,null,null,null,null,null,null,null,null,null,null,null,null,null,null,null,null,null,"Config 12",null,null,"Config 9"]
[null,null,null,null,null,null,null,null,null,null,null,null,null,null,null,null,null,null,{"$f":"VLOOKUP(0,P107:W123,6)","v":0},{"$f":"VLOOKUP(0,P107:W123,8)","v":0},null,{"$f":"VLOOKUP(0,J107:W123,12)","v":0},{"$f":"VLOOKUP(0,J107:W123,14)","v":0}]
[null,null,null,null,null,null,null,null,null,null,null,null,null,null,null,null,null,null,{"$f":"VLOOKUP(1,P107:W123,6)","v":0},{"$f":"VLOOKUP(1,P107:W123,8)","v":0},null,{"$f":"VLOOKUP(1,J107:W123,12)","v":0},{"$f":"VLOOKUP(1,J107:W123,14)","v":0}]
[null,null,null,null,null,null,null,null,null,null,null,null,null,null,null,null,null,"P",{"$f":"IF(ISERROR(IF($D$153>U123,W123,S144+(($D$153-S144)/(S145-S144)*(T145-T144))))=TRUE,0,(IF($D$153>U123,W123,T144+(($D$153-S144)/(S145-S144)*(T145-T144)))))","v":0},null,"P",{"$f":"IF(ISERROR(IF($D$120>U123,W123,V144+(($D$120-V144)/(V145-V144)*(W145-W144))))=TRUE,0,(IF($D$120>U123,W123,W144+(($D$120-V144)/(V145-V144)*(W145-W144)))))","v":0}]
[]
[null,null,null,null,null,null,null,null,null,null,null,null,null,null,null,null,null,null,"Config 13",null,null,"Config 10"]
[null,null,null,null,null,null,null,null,null,null,null,null,null,null,null,null,null,null,{"$f":"VLOOKUP(0,Q107:W123,5)","v":0},{"$f":"VLOOKUP(0,Q107:W123,7)","v":0},null,{"$f":"VLOOKUP(0,K107:W123,11)","v":0},{"$f":"VLOOKUP(0,K107:W123,13)","v":0}]
[null,"Configuration 12",null,null,null,null,null,null,null,null,null,null,null,null,null,null,null,null,{"$f":"VLOOKUP(1,Q107:W123,5)","v":0},{"$f":"VLOOKUP(1,Q107:W123,7)","v":0},null,{"$f":"VLOOKUP(1,K107:W123,11)","v":0},{"$f":"VLOOKUP(1,K107:W123,13)","v":0}]
[null,null,null,"Retention Depth [in]","Provided efficiency [%]",null,null,null,null,null,null,null,null,null,null,null,null,"N",{"$f":"IF(ISERROR(IF($D$166>U123,W123,S149+(($D$166-S149)/(S150-S149)*(T150-T149))))=TRUE,0,(IF($D$166>U123,W123,T149+(($D$166-S149)/(S150-S149)*(T150-T149)))))","v":0},null,"N",{"$f":"IF(ISERROR(IF($D$131>U123,W123,V149+(($D$131-V149)/(V150-V149)*(W150-W149))))=TRUE,0,(IF($D$131>U123,W123,W149+(($D$131-V149)/(V150-V149)*(W150-W149)))))","v":0}]
[null,null,"N",{"$f":"(M29*$C$3+N29*$D$3+O29*$E$3+P29*$F$3)/($C$3+$D$3+$E$3+$F$3)","v":{"$error":"#DIV/0!"}},{"$f":"F162","v":0}]
[null,null,"P",{"$f":"(M30*$C$3+N30*$D$3+O30*$E$3+P30*$F$3)/($C$3+$D$3+$E$3+$F$3)","v":{"$error":"#DIV/0!"}},{"$f":"G162","v":0},null,null,null,null,null,null,null,null,null,null,null,null,null,"Config 13",null,null,"Config 10"]
[null,null,"N",{"$f":"$M$29","v":0},{"$f":"$V$187","v":0},{"$f":"(1-(E154/100))*'Watershed Characteristics'!$P$19","v":0},null,null,null,null,null,null,null,null,null,null,null,null,{"$f":"VLOOKUP(0,R107:W123,4)","v":0},{"$f":"VLOOKUP(0,R107:W123,6)","v":0},null,{"$f":"VLOOKUP(0,L107:W123,10)","v":0},{"$f":"VLOOKUP(0,L107:W123,12)","v":0}]
[null,null,"P",{"$f":"$M$30","v":0},{"$f":"$V$192","v":0},{"$f":"(1-(E155/100))*'Watershed Characteristics'!$P$20","v":0},null,null,null,null,null,null,null,null,null,null,null,null,{"$f":"VLOOKUP(1,R107:W123,4)","v":0},{"$f":"VLOOKUP(1,R107:W123,6)","v":0},null,{"$f":"VLOOKUP(1,L107:W123,10)","v":0},{"$f":"VLOOKUP(1,L107:W123,12)","v":0}]
[null,null,"N",{"$f":"$N$29","v":0},{"$f":"$V$198","v":0},{"$f":"(1-(E156/100))*'Watershed Characteristics'!$P$34","v":0},null,null,null,null,null,null,null,null,null,null,null,"P",{"$f":"IF(ISERROR(IF($D$167>U123,W123,S154+(($D$167-S154)/(S155-S154)*(T155-T154))))=TRUE,0,(IF($D$167>U123,W123,T154+(($D$167-S154)/(S155-S154)*(T155-T154)))))","v":0},null,"P",{"$f":"IF(ISERROR(IF($D$132>U123,W123,V154+(($D$132-V154)/(V155-V154)*(W155-W154))))=TRUE,0,(IF($D$132>U123,W123,W154+(($D$132-V154)/(V155-V154)*(W155-W154)))))","v":0}]
[null,null,"P",{"$f":"$N$30","v":0},{"$f":"$V$203","v":0},{"$f":"(1-(E157/100))*'Watershed Characteristics'!$P$35","v":0}]
[null,null,"N",{"$f":"$O$29","v":0},{"$f":"$V$208","v":0},{"$f":"(1-(E158/100))*'Watershed Characteristics'!$P$49","v":0}]
[null,null,"P",{"$f":"$O$30","v":0},{"$f":"$V$213","v":0},{"$f":"(1-(E159/100))*'Watershed Characteristics'!$P$50","v":0}]
[null,null,"N",{"$f":"$P$29","v":0},{"$f":"$S$187","v":0},{"$f":"(1-(E160/100))*'Watershed Characteristics'!$P$64","v":0}]
[null,null,"P",{"$f":"$P$30","v":0},{"$f":"$S$192","v":0},{"$f":"(1-(E161/100))*'Watershed Characteristics'!$P$65","v":0}]
[null,null,"N P",{"$f":"F154+F156+F158+F160","v":0},{"$f":"F155+F157+F159+F161","v":0},{"$f":"IFERROR((1-(D162/('Watershed Characteristics'!$P$19+'Watershed Characteristics'!$P$34+'Watershed Characteristics'!$P$49+'Watershed Characteristics'!$P$64)))*100, 0)","v":0},{"$f":"IFERROR((1-(E162/('Watershed Characteristics'!$P$20+'Watershed Characteristics'!$P$35+'Watershed Characteristics'!$P$50+'Watershed Characteristics'!$P$65)))*100, 0)","v":0}]
[null,"Configuration 13",null,null,null,null,"Catchment 1",null,"Catchment 2",null,"Catchment 3",null,"Catchment 4",null,"Catch 1 and 2 in Series",null,"Catch 1, 2, and 3 in series",null,"Catch 3 & 4 in series"]
[null,null,null,null,null,null,"N","P","N","P","N","P","N","P","N","P","N","P","N","P","Retention Amount:","Efficiency Provided:"]
[null,null,null,"Retention Depth [in]","Provided efficiency [%]",null,0,0,0,0,0,0,0,0,0,0,0,0,0,0,0,null,0]
[null,null,"N",{"$f":"(IF(M29=0, 0.5*N29*$C$3*MIN(1, $D$3/$C$3), M29*$C$3+IF(AND('If wet D'!$C$27=\"Yes\", 'If wet D'!$D$7=0), IF(OR('If wet D'!D29=\"Yes\", 'If wet D'!D27=\"Yes\"), 0.5*N29*$C$3*(MIN(1, $D$3/$C$3)), 0), 0.5*(N29*$C$3)*(MIN(1,$D$3/$C$3))))+N29*$D$3+IF(O29=0, 0.5*P29*$E$3*MIN(1, $F$3/$E$3), O29*$E$3+IF(AND('If wet D'!$C$29=\"Yes\", 'If wet D'!$F$7=0), IF(OR('If wet D'!F29=\"Yes\", 'If wet D'!F27=\"Yes\"), 0.5*P29*$E$3*(MIN(1, $F$3/$E$3)), 0), 0.5*(P29*$E$3)*(MIN(1,$F$3/$E$3))))+P29*$F$3)/($C$3+$D$3+$E$3+$F$3)","v":{"$error":"#DIV/0!"}},{"$f":"F172","v":0},null,{"$f":"IF(IF(U166>=$M$29,1,0)>0,G165+1,IF(U166>=$M$29,1,0))","v":1},{"$f":"IF(IF(U166>=$M$30,1,0)>0,H165+1,IF(U166>=$M$30,1,0))","v":1},{"$f":"IF(IF(U166>=$N$29,1,0)>0,I165+1,IF(U166>=$N$29,1,0))","v":1},{"$f":"IF(IF(U166>=$N$30,1,0)>0,J165+1,IF(U166>=$N$30,1,0))","v":1},{"$f":"IF(IF(U166>=$O$29,1,0)>0,K165+1,IF(U166>=$O$29,1,0))","v":1},{"$f":"IF(IF(U166>=$O$30,1,0)>0,L165+1,IF(U166>=$O$30,1,0))","v":1},{"$f":"IF(IF(U166>=$P$29,1,0)>0,M165+1,IF(U166>=$P$29,1,0))","v":1},{"$f":"IF(IF(U166>=$P$30,1,0)>0,N165+1,IF(U166>=$P$30,1,0))","v":1},{"$f":"IF(IF(U166>=$D$100,1,0)>0,O165+1,IF(U166>=$D$100,1,0))","v":{"$error":"#DIV/0!"}},{"$f":"IF(IF(U166>=$D$101,1,0)>0,P165+1,IF(U166>=$D$101,1,0))","v":{"$error":"#DIV/0!"}},{"$f":"IF(IF(U166>=$D$133,1,0)>0,Q165+1,IF(U166>=$D$133,1,0))","v":{"$error":"#DIV/0!"}},{"$f":"IF(IF(U166>=$D$134,1,0)>0,R165+1,IF(U166>=$D$134,1,0))","v":{"$error":"#DIV/0!"}},{"$f":"IF(IF(U166>=$D$170,1,0)>0,S165+1,IF(U166>=$D$170,1,0))","v":{"$error":"#DIV/0!"}},{"$f":"IF(IF(U166>=$D$171,1,0)>0,T165+1,IF(U166>=$D$171,1,0))","v":{"$error":"#DIV/0!"}},0.25,null,{"$f":"W36","v":{"$error":"#REF!"}}]
[null,null,"P",{"$f":"(IF(M30=0, 0.5*N30*$C$3*MIN(1, $D$3/$C$3), M30*$C$3+IF(AND('If wet D'!$C$27=\"Yes\", 'If wet D'!$D$8=0), IF(OR('If wet D'!D29=\"Yes\", 'If wet D'!D27=\"Yes\"), 0.5*N30*$C$3*(MIN(1, $D$3/$C$3)), 0), 0.5*(N30*$C$3)*(MIN(1,$D$3/$C$3))))+N30*$D$3+IF(O30=0, 0.5*P30*$E$3*MIN(1, $F$3/$E$3), O30*$E$3+IF(AND('If wet D'!$C$29=\"Yes\", 'If wet D'!$F$8=0), IF(OR('If wet D'!F29=\"Yes\", 'If wet D'!F27=\"Yes\"), 0.5*P30*$E$3*(MIN(1, $F$3/$E$3)), 0), 0.5*(P30*$E$3)*(MIN(1,$F$3/$E$3))))+P30*$F$3)/($C$3+$D$3+$E$3+$F$3)","v":{"$error":"#DIV/0!"}},{"$f":"F173","v":0},null,{"$f":"IF(IF(U167>=$M$29,1,0)>0,G166+1,IF(U167>=$M$29,1,0))","v":2},{"$f":"IF(IF(U167>=$M$30,1,0)>0,H166+1,IF(U167>=$M$30,1,0))","v":2},{"$f":"IF(IF(U167>=$N$29,1,0)>0,I166+1,IF(U167>=$N$29,1,0))","v":2},{"$f":"IF(IF(U167>=$N$30,1,0)>0,J166+1,IF(U167>=$N$30,1,0))","v":2},{"$f":"IF(IF(U167>=$O$29,1,0)>0,K166+1,IF(U167>=$O$29,1,0))","v":2},{"$f":"IF(IF(U167>=$O$30,1,0)>0,L166+1,IF(U167>=$O$30,1,0))","v":2},{"$f":"IF(IF(U167>=$P$29,1,0)>0,M166+1,IF(U167>=$P$29,1,0))","v":2},{"$f":"IF(IF(U167>=$P$30,1,0)>0,N166+1,IF(U167>=$P$30,1,0))","v":2},{"$f":"IF(IF(U167>=$D$100,1,0)>0,O166+1,IF(U167>=$D$100,1,0))","v":{"$error":"#DIV/0!"}},{"$f":"IF(IF(U167>=$D$101,1,0)>0,P166+1,IF(U167>=$D$101,1,0))","v":{"$error":"#DIV/0!"}},{"$f":"IF(IF(U167>=$D$133,1,0)>0,Q166+1,IF(U167>=$D$133,1,0))","v":{"$error":"#DIV/0!"}},{"$f":"IF(IF(U167>=$D$134,1,0)>0,R166+1,IF(U167>=$D$134,1,0))","v":{"$error":"#DIV/0!"}},{"$f":"IF(IF(U167>=$D$170,1,0)>0,S166+1,IF(U167>=$D$170,1,0))","v":{"$error":"#DIV/0!"}},{"$f":"IF(IF(U167>=$D$171,1,0)>0,T166+1,IF(U167>=$D$171,1,0))","v":{"$error":"#DIV/0!"}},0.5,null,{"$f":"W37","v":{"$error":"#REF!"}}]
[null,null,"1&2 N",{"$f":"(IF($M$29=0, 0.5*$N$29*$C$3*MIN(1, $D$3/$C$3), $M$29*$C$3+IF(AND('If wet D'!$C$27=\"Yes\", 'If wet D'!$D$7=0), IF(OR('If wet D'!$D$29=\"Yes\", 'If wet D'!$D$27=\"Yes\"), 0.5*$N$29*$C$3*(MIN(1, $D$3/$C$3)), 0), 0.5*($N$29*$C$3)*(MIN(1,$D$3/$C$3))))+$N$29*$D$3)/($C$3+$D$3)","v":{"$error":"#DIV/0!"}},{"$f":"$S$198","v":0},{"$f":"(1-(E168/100))*('Watershed Characteristics'!$P$19+'Watershed Characteristics'!$P$34)","v":0},3,3,3,3,3,3,3,3,{"$error":"#DIV/0!"},{"$error":"#DIV/0!"},{"$error":"#DIV/0!"},{"$error":"#DIV/0!"},{"$error":"#DIV/0!"},{"$error":"#DIV/0!"},0.75,null,{"$error":"#REF!"}]
[null,null,"1&2P",{"$f":"(IF($M$30=0, 0.5*$N$30*$C$3*MIN(1, $D$3/$C$3), $M$30*$C$3+IF(AND('If wet D'!$C$27=\"Yes\", 'If wet D'!$D$8=0), IF(OR('If wet D'!$D$29=\"Yes\", 'If wet D'!$D$27=\"Yes\"), 0.5*$N$30*$C$3*(MIN(1, $D$3/$C$3)), 0), 0.5*($N$30*$C$3)*(MIN(1,$D$3/$C$3))))+$N$30*$D$3)/($C$3+$D$3)","v":{"$error":"#DIV/0!"}},{"$f":"$S$203","v":0},{"$f":"(1-(E169/100))*('Watershed Characteristics'!$P$20+'Watershed Characteristics'!$P$35)","v":0},4,4,4,4,4,4,4,4,{"$error":"#DIV/0!"},{"$error":"#DIV/0!"},{"$error":"#DIV/0!"},{"$error":"#DIV/0!"},{"$error":"#DIV/0!"},{"$error":"#DIV/0!"},1,null,{"$error":"#REF!"}]
[null,null,"3&4 N",{"$f":"(IF($O$29=0, 0.5*$P$29*$E$3*MIN(1, $F$3/$E$3), $O$29*$E$3+IF(AND('If wet D'!$C$29=\"Yes\", 'If wet D'!$F$7=0), IF(OR('If wet D'!$F$29=\"Yes\", 'If wet D'!$F$27=\"Yes\"), 0.5*$P$29*$E$3*(MIN(1, $F$3/$E$3)), 0), 0.5*($P$29*$E$3)*(MIN(1,$F$3/$E$3))))+$P$29*$F$3)/($E$3+$F$3)","v":{"$error":"#DIV/0!"}},{"$f":"O187","v":0},{"$f":"(1-(E170/100))*('Watershed Characteristics'!$P$49+'Watershed Characteristics'!$P$64)","v":0},5,5,5,5,5,5,5,5,{"$error":"#DIV/0!"},{"$error":"#DIV/0!"},{"$error":"#DIV/0!"},{"$error":"#DIV/0!"},{"$error":"#DIV/0!"},{"$error":"#DIV/0!"},1.25,null,{"$error":"#REF!"}]
[null,null,"3&4P",{"$f":"(IF($O$30=0, 0.5*$P$30*$E$3*MIN(1, $F$3/$E$3), $O$30*$E$3+IF(AND('If wet D'!$C$29=\"Yes\", 'If wet D'!$F$7=0), IF(OR('If wet D'!$F$29=\"Yes\", 'If wet D'!$F$27=\"Yes\"), 0.5*$P$30*$E$3*(MIN(1, $F$3/$E$3)), 0), 0.5*($P$30*$E$3)*(MIN(1,$F$3/$E$3))))+$P$30*$F$3)/($E$3+$F$3)","v":{"$error":"#DIV/0!"}},{"$f":"O192","v":0},{"$f":"(1-(E171/100))*('Watershed Characteristics'!$P$50+'Watershed Characteristics'!$P$65)","v":0},6,6,6,6,6,6,6,6,{"$error":"#DIV/0!"},{"$error":"#DIV/0!"},{"$error":"#DIV/0!"},{"$error":"#DIV/0!"},{"$error":"#DIV/0!"},{"$error":"#DIV/0!"},1.5,null,{"$error":"#REF!"}]
[null,null,"N P",{"$f":"F168+F170","v":0},{"$f":"F169+F171","v":0},{"$f":"IFERROR((1-(D172/('Watershed Characteristics'!$P$19+'Watershed Characteristics'!$P$34+'Watershed Characteristics'!$P$49+'Watershed Characteristics'!$P$64)))*100, 0)","v":0},7,7,7,7,7,7,7,7,{"$error":"#DIV/0!"},{"$error":"#DIV/0!"},{"$error":"#DIV/0!"},{"$error":"#DIV/0!"},{"$error":"#DIV/0!"},{"$error":"#DIV/0!"},1.75,null,{"$error":"#REF!"}]
[null,"Configuration 14",null,null,null,{"$f":"IFERROR((1-(E172/('Watershed Characteristics'!$P$20+'Watershed Characteristics'!$P$35+'Watershed Characteristics'!$P$50+'Watershed Characteristics'!$P$65)))*100, 0)","v":0},8,8,8,8,8,8,8,8,{"$error":"#DIV/0!"},{"$error":"#DIV/0!"},{"$error":"#DIV/0!"},{"$error":"#DIV/0!"},{"$error":"#DIV/0!"},{"$error":"#DIV/0!"},2,null,{"$error":"#REF!"}]
[null,null,null,null,null,null,9,9,9,9,9,9,9,9,{"$error":"#DIV/0!"},{"$error":"#DIV/0!"},{"$error":"#DIV/0!"},{"$error":"#DIV/0!"},{"$error":"#DIV/0!"},{"$error":"#DIV/0!"},2.25,null,{"$error":"#REF!"}]
[null,null,null,"Retention Depth [in]","Provided efficiency [%]",null,10,10,10,10,10,10,10,10,{"$error":"#DIV/0!"},{"$error":"#DIV/0!"},{"$error":"#DIV/0!"},{"$error":"#DIV/0!"},{"$error":"#DIV/0!"},{"$error":"#DIV/0!"},2.5,null,{"$error":"#REF!"}]
[null,null,"N",{"$f":"(IF(M29=0, 0.5*N29*$C$3*MIN(1, $D$3/$C$3), M29*$C$3+IF(AND('If wet D'!$C$27=\"Yes\", 'If wet D'!$D$7=0), IF(OR('If wet D'!D29=\"Yes\", 'If wet D'!D27=\"Yes\"), 0.5*N29*$C$3*(MIN(1, $D$3/$C$3)), 0), 0.5*(N29*$C$3)*(MIN(1,$D$3/$C$3))))+N29*$D$3+O29*$E$3+P29*$F$3)/($C$3+$D$3+$E$3+$F$3)","v":{"$error":"#DIV/0!"}},{"$f":"F184","v":0},null,11,11,11,11,11,11,11,11,{"$error":"#DIV/0!"},{"$error":"#DIV/0!"},{"$error":"#DIV/0!"},{"$error":"#DIV/0!"},{"$error":"#DIV/0!"},{"$error":"#DIV/0!"},2.75,null,{"$error":"#REF!"}]
[null,null,"P",{"$f":"(IF(M30=0, 0.5*N30*$C$3*MIN(1, $D$3/$C$3), M30*$C$3+IF(AND('If wet D'!$C$27=\"Yes\", 'If wet D'!$D$8=0), IF(OR('If wet D'!D29=\"Yes\", 'If wet D'!D27=\"Yes\"), 0.5*N29*$C$3*(MIN(1, $D$3/$C$3)), 0), 0.5*(N30*$C$3)*(MIN(1,$D$3/$C$3))))+N30*$D$3+O30*$E$3+P30*$F$3)/($C$3+$D$3+$E$3+$F$3)","v":{"$error":"#DIV/0!"}},{"$f":"G184","v":0},null,12,12,12,12,12,12,12,12,{"$error":"#DIV/0!"},{"$error":"#DIV/0!"},{"$error":"#DIV/0!"},{"$error":"#DIV/0!"},{"$error":"#DIV/0!"},{"$error":"#DIV/0!"},3,null,{"$error":"#REF!"}]
[null,null,"1&2 N",{"$f":"(IF($M$29=0, 0.5*$N$29*$C$3*MIN(1, $D$3/$C$3), $M$29*$C$3+IF(AND('If wet D'!$C$27=\"Yes\", 'If wet D'!$D$7=0), IF(OR('If wet D'!$D$29=\"Yes\", 'If wet D'!$D$27=\"Yes\"), 0.5*$N$29*$C$3*(MIN(1, $D$3/$C$3)), 0), 0.5*($N$29*$C$3)*(MIN(1,$D$3/$C$3))))+$N$29*$D$3)/($C$3+$D$3)","v":{"$error":"#DIV/0!"}},{"$f":"$S$198","v":0},{"$f":"(1-(E178/100))*('Watershed Characteristics'!$P$19+'Watershed Characteristics'!$P$34)","v":0},13,13,13,13,13,13,13,13,{"$error":"#DIV/0!"},{"$error":"#DIV/0!"},{"$error":"#DIV/0!"},{"$error":"#DIV/0!"},{"$error":"#DIV/0!"},{"$error":"#DIV/0!"},3.25,null,{"$error":"#REF!"}]
[null,null,"1&2P",{"$f":"(IF($M$30=0, 0.5*$N$30*$C$3*MIN(1, $D$3/$C$3), $M$30*$C$3+IF(AND('If wet D'!$C$27=\"Yes\", 'If wet D'!$D$8=0), IF(OR('If wet D'!$D$29=\"Yes\", 'If wet D'!$D$27=\"Yes\"), 0.5*$N$30*$C$3*(MIN(1, $D$3/$C$3)), 0), 0.5*($N$30*$C$3)*(MIN(1,$D$3/$C$3))))+$N$30*$D$3)/($C$3+$D$3)","v":{"$error":"#DIV/0!"}},{"$f":"$S$203","v":0},{"$f":"(1-(E179/100))*('Watershed Characteristics'!$P$20+'Watershed Characteristics'!$P$35)","v":0},14,14,14,14,14,14,14,14,{"$error":"#DIV/0!"},{"$error":"#DIV/0!"},{"$error":"#DIV/0!"},{"$error":"#DIV/0!"},{"$error":"#DIV/0!"},{"$error":"#DIV/0!"},3.5,null,{"$error":"#REF!"}]
[null,null,"N",{"$f":"$O$29","v":0},{"$f":"$V$208","v":0},{"$f":"(1-(E180/100))*'Watershed Characteristics'!$P$49","v":0},15,15,15,15,15,15,15,15,{"$error":"#DIV/0!"},{"$error":"#DIV/0!"},{"$error":"#DIV/0!"},{"$error":"#DIV/0!"},{"$error":"#DIV/0!"},{"$error":"#DIV/0!"},3.75,null,{"$error":"#REF!"}]
[null,null,"P",{"$f":"$O$30","v":0},{"$f":"$V$213","v":0},{"$f":"(1-(E181/100))*'Watershed Characteristics'!$P$50","v":0},16,16,16,16,16,16,16,16,{"$error":"#DIV/0!"},{"$error":"#DIV/0!"},{"$error":"#DIV/0!"},{"$error":"#DIV/0!"},{"$error":"#DIV/0!"},{"$error":"#DIV/0!"},4,null,{"$error":"#REF!"}]
[null,null,"N",{"$f":"$P$29","v":0},{"$f":"$S$187","v":0},{"$f":"(1-(E182/100))*'Watershed Characteristics'!$P$64","v":0}]
[null,null,"P",{"$f":"$P$30","v":0},{"$f":"$S$192","v":0},{"$f":"(1-(E183/100))*'Watershed Characteristics'!$P$65","v":0},null,null,null,null,null,null,null,null,null,null,null,null,null,null,"Interpolation for Retention Amount:"]
[null,null,"N P",{"$f":"F178+F180+F182","v":0},{"$f":"F179+F181+F183","v":0},{"$f":"IFERROR((1-(D184/('Watershed Characteristics'!$P$19+'Watershed Characteristics'!$P$34+'Watershed Characteristics'!$P$49+'Watershed Characteristics'!$P$64)))*100, 0)","v":0},{"$f":"IFERROR((1-(E184/('Watershed Characteristics'!$P$20+'Watershed Characteristics'!$P$35+'Watershed Characteristics'!$P$50+'Watershed Characteristics'!$P$65)))*100, 0)","v":0},null,null,null,null,null,null,null,"3 & 4 in series",null,null,null,"Catchment 4",null,null,"Catchment 1"]
[null,null,null,null,null,null,null,null,null,null,null,null,null,null,{"$f":"VLOOKUP(0,S165:W181,3)","v":0},{"$f":"VLOOKUP(0,S165:W181,5)","v":0},null,null,{"$f":"VLOOKUP(0,M165:W181,9)","v":0},{"$f":"VLOOKUP(0,M165:W181,11)","v":0},null,{"$f":"VLOOKUP(0,G165:W181,15)","v":0},{"$f":"VLOOKUP(0,G165:W181,17)","v":0}]
[null,null,null,null,null,null,null,null,null,null,null,null,null,null,{"$f":"VLOOKUP(1,S165:W181,3)","v":0},{"$f":"VLOOKUP(1,S165:W181,5)","v":0},null,null,{"$f":"VLOOKUP(1,M165:W181,9)","v":0.25},{"$f":"VLOOKUP(1,M165:W181,11)","v":{"$error":"#REF!"}},null,{"$f":"VLOOKUP(1,G165:W181,15)","v":0.25},{"$f":"VLOOKUP(1,G165:W181,17)","v":{"$error":"#REF!"}}]
[null,"Configuration 15",null,null,null,null,null,null,null,null,null,null,null,"N",{"$f":"IF(ISERROR(IF($D$170>U181,W181,O185+(($D$170-O185)/(O186-O185)*(P186-P185))))=TRUE,0,(IF($D$170>U181,W181,P185+(($D$170-O185)/(O186-O185)*(P186-P185)))))","v":0},null,null,"N",{"$f":"IF(ISERROR(IF($P$29>U181,W181,S185+(($P$29-S185)/(S186-S185)*(T186-T185))))=TRUE,0,(IF($P$29>U181,W181,T185+(($P$29-S185)/(S186-S185)*(T186-T185)))))","v":0},null,"N",{"$f":"IF(ISERROR(IF($M$29>U181,W181,V185+(($M$29-V185)/(V186-V185)*(W186-W185))))=TRUE,0,(IF($M$29>U181,W181,W185+(($M$29-V185)/(V186-V185)*(W186-W185)))))","v":0}]
[]
[null,null,null,"Retention Depth [in]","Provided efficiency [%]",null,null,null,null,null,null,null,null,null,"3 & 4 in series",null,null,null,"Catchment 4",null,null,"Catchment 1"]
[null,null,"N",{"$f":"(IF(M29=0, 0.25*P29*$C$3*MIN(1, $F$3/$C$3), IF(AND('If wet D'!$C$29=\"Yes\", 'If wet D'!$F$7=0), IF(OR('If wet D'!D29=\"Yes\", 'If wet D'!D27=\"Yes\"), 0.25*P29*$C$3*(MIN(1, $F$3/$C$3)), 0), 0.25*(P29*$C$3)*(MIN(1,$F$3/$C$3))))+IF(N29=0, 0.25*P29*$D$3*(MIN(1, $F$3/$D$3)), IF(AND('If wet D'!$C$29=\"Yes\", 'If wet D'!$F$7=0), IF(OR('If wet D'!E29=\"Yes\", 'If wet D'!E27=\"Yes\"), 0.25*P29*$D$3*(MIN(1, $F$3/$D$3)), 0), 0.25*(P29*$D$3)*(MIN(1,$F$3/$D$3))))+IF(O29=0, 0.25*P29*$E$3*MIN(1, $F$3/$E$3), IF(AND('If wet D'!$C$29=\"Yes\", 'If wet D'!$F$7=0), IF(OR('If wet D'!F29=\"Yes\", 'If wet D'!F27=\"Yes\"), 0.25*P29*$E$3*(MIN(1, $F$3/$E$3)), 0), 0.25*(P29*$E$3)*(MIN(1,$F$3/$E$3))))+D75*($C$3+$D$3+$E$3)+P29*$F$3)/($C$3+$D$3+$E$3+$F$3)","v":{"$error":"#DIV/0!"}},{"$f":"AC129","v":0},null,null,null,null,null,null,null,null,null,{"$f":"VLOOKUP(0,T165:W181,2)","v":0},{"$f":"VLOOKUP(0,T165:W181,4)","v":0},null,null,{"$f":"VLOOKUP(0,N165:W181,8)","v":0},{"$f":"VLOOKUP(0,N165:W181,10)","v":0},null,{"$f":"VLOOKUP(0,H165:W181,14)","v":0},{"$f":"VLOOKUP(0,H165:W181,16)","v":0}]
[null,null,"P",{"$f":"(IF(M30=0, 0.25*P30*$C$3*MIN(1, $F$3/$C$3), IF(AND('If wet D'!$C$29=\"Yes\", 'If wet D'!$F$8=0), IF(OR('If wet D'!D29=\"Yes\", 'If wet D'!D27=\"Yes\"), 0.25*P30*$C$3*(MIN(1, $F$3/$C$3)), 0), 0.25*(P30*$C$3)*(MIN(1,$F$3/$C$3))))+IF(N30=0, 0.25*P30*$D$3*(MIN(1, $F$3/$D$3)), IF(AND('If wet D'!$C$29=\"Yes\", 'If wet D'!$F$8=0), IF(OR('If wet D'!E29=\"Yes\", 'If wet D'!E27=\"Yes\"), 0.25*P30*$D$3*(MIN(1, $F$3/$D$3)), 0), 0.25*(P30*$D$3)*(MIN(1,$F$3/$D$3))))+IF(O30=0, 0.25*P30*$E$3*MIN(1, $F$3/$E$3), IF(AND('If wet D'!$C$29=\"Yes\", 'If wet D'!$F$8=0), IF(OR('If wet D'!F29=\"Yes\", 'If wet D'!F27=\"Yes\"), 0.25*P30*$E$3*(MIN(1, $F$3/$E$3)), 0), 0.25*(P30*$E$3)*(MIN(1,$F$3/$E$3))))+D76*($C$3+$D$3+$E$3)+P30*$F$3)/($C$3+$D$3+$E$3+$F$3)","v":{"$error":"#DIV/0!"}},{"$f":"AC134","v":0},null,null,null,null,null,null,null,null,null,{"$f":"VLOOKUP(1,T165:W181,2)","v":0},{"$f":"VLOOKUP(1,T165:W181,4)","v":0},null,null,{"$f":"VLOOKUP(1,N165:W181,8)","v":0.25},{"$f":"VLOOKUP(1,N165:W181,10)","v":{"$error":"#REF!"}},null,{"$f":"VLOOKUP(1,H165:W181,14)","v":0.25},{"$f":"VLOOKUP(1,H165:W181,16)","v":{"$error":"#REF!"}}]
[null,null,null,null,null,null,null,null,null,null,null,null,null,"P",{"$f":"IF(ISERROR(IF($D$171>U181,W181,O190+(($D$171-O190)/(O191-O190)*(P191-P190))))=TRUE,0,(IF($D$171>U181,W181,P190+(($D$171-O190)/(O191-O190)*(P191-P190)))))","v":0},null,null,"P",{"$f":"IF(ISERROR(IF($P$30>U181,W181,S190+(($P$30-S190)/(S191-S190)*(T191-T190))))=TRUE,0,(IF($P$30>U181,W181,T190+(($P$30-S190)/(S191-S190)*(T191-T190)))))","v":0},null,"P",{"$f":"IF(ISERROR(IF($M$30>U181,W181,V190+(($M$30-V190)/(V191-V190)*(W191-W190))))=TRUE,0,(IF($M$30>U181,W181,W190+(($M$30-V190)/(V191-V190)*(W191-W190)))))","v":0}]
[]
[]
[null,null,null,null,null,null,null,null,null,null,null,null,null,null,null,null,null,null,"1 & 2 in series",null,null,"Catchment 2"]
[null,null,null,null,null,null,null,null,null,null,null,null,null,null,null,null,null,null,{"$f":"VLOOKUP(0,O165:W181,7)","v":0},{"$f":"VLOOKUP(0,O165:W181,9)","v":0},null,{"$f":"VLOOKUP(0,I165:W181,13)","v":0},{"$f":"VLOOKUP(0,I165:W181,15)","v":0}]
[null,null,null,null,null,null,null,null,null,null,null,null,null,null,null,null,null,null,{"$f":"VLOOKUP(1,O165:W181,7)","v":0},{"$f":"VLOOKUP(1,O165:W181,9)","v":0},null,{"$f":"VLOOKUP(1,I165:W181,13)","v":0.25},{"$f":"VLOOKUP(1,I165:W181,15)","v":{"$error":"#REF!"}}]
[null,null,null,null,null,null,null,null,null,null,null,null,null,null,null,null,null,"N",{"$f":"IF(ISERROR(IF($D$100>U181,W181,S196+(($D$100-S196)/(S197-S196)*(T197-T196))))=TRUE,0,(IF($D$100>U181,W181,T196+(($D$100-S196)/(S197-S196)*(T197-T196)))))","v":0},null,"N",{"$f":"IF(ISERROR(IF($N$29>U181,W181,V196+(($N$29-V196)/(V197-V196)*(W197-W196))))=TRUE,0,(IF($N$29>U181,W181,W196+(($N$29-V196)/(V197-V196)*(W197-W196)))))","v":0}]
[]
[null,null,null,null,null,null,null,null,null,null,null,null,null,null,null,null,null,null,"1 & 2 in series",null,null,"Catchment 2"]
[null,null,null,null,null,null,null,null,null,null,null,null,null,null,null,null,null,null,{"$f":"VLOOKUP(0,P165:W181,6)","v":0},{"$f":"VLOOKUP(0,P165:W181,8)","v":0},null,{"$f":"VLOOKUP(0,J165:W181,12)","v":0},{"$f":"VLOOKUP(0,J165:W181,14)","v":0}]
[null,null,null,null,null,null,null,null,null,null,null,null,null,null,null,null,null,null,{"$f":"VLOOKUP(1,P165:W181,6)","v":0},{"$f":"VLOOKUP(1,P165:W181,8)","v":0},null,{"$f":"VLOOKUP(1,J165:W181,12)","v":0.25},{"$f":"VLOOKUP(1,J165:W181,14)","v":{"$error":"#REF!"}}]
[null,null,null,null,null,null,null,null,null,null,null,null,null,null,null,null,null,"P",{"$f":"IF(ISERROR(IF($D$101>U181,W181,S201+(($D$101-S201)/(S202-S201)*(T202-T201))))=TRUE,0,(IF($D$101>U181,W181,T201+(($D$101-S201)/(S202-S201)*(T202-T201)))))","v":0},null,"P",{"$f":"IF(ISERROR(IF($N$30>U181,W181,V201+(($N$30-V201)/(V202-V201)*(W202-W201))))=TRUE,0,(IF($N$30>U181,W181,W201+(($N$30-V201)/(V202-V201)*(W202-W201)))))","v":0}]
[]
[null,null,null,null,null,null,null,null,null,null,null,null,null,null,null,null,null,null,"1, 2 & 3 in series",null,null,"Catchment 3"]
[null,null,null,null,null,null,null,null,null,null,null,null,null,null,null,null,null,null,{"$f":"VLOOKUP(0,Q165:W181,5)","v":0},{"$f":"VLOOKUP(0,Q165:W181,7)","v":0},null,{"$f":"VLOOKUP(0,K165:W181,11)","v":0},{"$f":"VLOOKUP(0,K165:W181,13)","v":0}]
[null,null,null,null,null,null,null,null,null,null,null,null,null,null,null,null,null,null,{"$f":"VLOOKUP(1,Q165:W181,5)","v":0},{"$f":"VLOOKUP(1,Q165:W181,7)","v":0},null,{"$f":"VLOOKUP(1,K165:W181,11)","v":0.25},{"$f":"VLOOKUP(1,K165:W181,13)","v":{"$error":"#REF!"}}]
[null,null,null,null,null,null,null,null,null,null,null,null,null,null,null,null,null,"N",{"$f":"IF(ISERROR(IF($D$133>U181,W181,S206+(($D$133-S206)/(S207-S206)*(T207-T206))))=TRUE,0,(IF($D$133>U181,W181,T206+(($D$133-S206)/(S207-S206)*(T207-T206)))))","v":0},null,"N",{"$f":"IF(ISERROR(IF($O$29>U181,W181,V206+(($O$29-V206)/(V207-V206)*(W207-W206))))=TRUE,0,(IF($O$29>U181,W181,W206+(($O$29-V206)/(V207-V206)*(W207-W206)))))","v":0}]
[]
[null,null,null,null,null,null,null,null,null,null,null,null,null,null,null,null,null,null,"1, 2 & 3 in series",null,null,"Catchment 3"]
[null,null,null,null,null,null,null,null,null,null,null,null,null,null,null,null,null,null,{"$f":"VLOOKUP(0,R165:W181,4)","v":0},{"$f":"VLOOKUP(0,R165:W181,6)","v":0},null,{"$f":"VLOOKUP(0,L165:W181,10)","v":0},{"$f":"VLOOKUP(0,L165:W181,12)","v":0}]
[null,null,null,null,null,null,null,null,null,null,null,null,null,null,null,null,null,null,{"$f":"VLOOKUP(1,R165:W181,4)","v":0},{"$f":"VLOOKUP(1,R165:W181,6)","v":0},null,{"$f":"VLOOKUP(1,L165:W181,10)","v":0.25},{"$f":"VLOOKUP(1,L165:W181,12)","v":{"$error":"#REF!"}}]
[null,null,null,null,null,null,null,null,null,null,null,null,null,null,null,null,null,"P",{"$f":"IF(ISERROR(IF($D$134>U181,W181,S211+(($D$134-S211)/(S212-S211)*(T212-T211))))=TRUE,0,(IF($D$134>U181,W181,T211+(($D$134-S211)/(S212-S211)*(T212-T211)))))","v":0},null,"P",{"$f":"IF(ISERROR(IF($O$30>U181,W181,V211+(($O$30-V211)/(V212-V211)*(W212-W211))))=TRUE,0,(IF($O$30>U181,W181,W211+(($O$30-V211)/(V212-V211)*(W212-W211)))))","v":0}]
[]
[]
[]
[null,null,null,null,null,null,"1 & 2 Parallel",null,"1, 2, & 3",null,"1, 2, & 3 Parallel",null,"Catchment 4",null,"Catch 1 and 2 in Series",null,"Catch 1, 2, and 3 in series",null,"Catch 3 & 4 in series"]
[null,null,null,null,null,null,"N","P","N","P","N","P","N","P","N","P","N","P","N","P","Retention Amount:","Efficiency Provided:"]
[null,null,null,null,null,null,0,0,0,0,0,0,0,0,0,0,0,0,0,0,0,null,0]
[null,null,null,null,null,null,{"$f":"IF(IF(W220>=$E$55,1,0)>0,G219+1,IF(W220>=$E$55,1,0))","v":{"$error":"#REF!"}},{"$f":"IF(IF(W220>=$E$56,1,0)>0,H219+1,IF(W220>=$E$56,1,0))","v":{"$error":"#REF!"}},{"$f":"IF(IF(W220>=$F$125,1,0)>0,I219+1,IF(W220>=$F$125,1,0))","v":{"$error":"#REF!"}},{"$f":"IF(IF(W220>=$G$125,1,0)>0,J219+1,IF(W220>=$G$125,1,0))","v":{"$error":"#REF!"}},{"$f":"IF(IF(W220>=$E$75,1,0)>0,K219+1,IF(W220>=$E$75,1,0))","v":{"$error":"#REF!"}},{"$f":"IF(IF(W220>=$E$76,1,0)>0,L219+1,IF(W220>=$E$76,1,0))","v":{"$error":"#REF!"}},{"$f":"IF(IF(U220>=$P$29,1,0)>0,M219+1,IF(U220>=$P$29,1,0))","v":1},{"$f":"IF(IF(U220>=$P$30,1,0)>0,N219+1,IF(U220>=$P$30,1,0))","v":1},{"$f":"IF(IF(U220>=$D$100,1,0)>0,O219+1,IF(U220>=$D$100,1,0))","v":{"$error":"#DIV/0!"}},{"$f":"IF(IF(U220>=$D$101,1,0)>0,P219+1,IF(U220>=$D$101,1,0))","v":{"$error":"#DIV/0!"}},{"$f":"IF(IF(U220>=$D$133,1,0)>0,Q219+1,IF(U220>=$D$133,1,0))","v":{"$error":"#DIV/0!"}},{"$f":"IF(IF(U220>=$D$134,1,0)>0,R219+1,IF(U220>=$D$134,1,0))","v":{"$error":"#DIV/0!"}},{"$f":"IF(IF(U220>=$D$170,1,0)>0,S219+1,IF(U220>=$D$170,1,0))","v":{"$error":"#DIV/0!"}},{"$f":"IF(IF(U220>=$D$171,1,0)>0,T219+1,IF(U220>=$D$171,1,0))","v":{"$error":"#DIV/0!"}},0.25,null,{"$f":"W36","v":{"$error":"#REF!"}}]
[null,null,null,null,null,null,{"$f":"IF(IF(W221>=$E$55,1,0)>0,G220+1,IF(W221>=$E$55,1,0))","v":{"$error":"#REF!"}},{"$f":"IF(IF(W221>=$E$56,1,0)>0,H220+1,IF(W221>=$E$56,1,0))","v":{"$error":"#REF!"}},{"$f":"IF(IF(W221>=$F$125,1,0)>0,I220+1,IF(W221>=$F$125,1,0))","v":{"$error":"#REF!"}},{"$f":"IF(IF(W221>=$G$125,1,0)>0,J220+1,IF(W221>=$G$125,1,0))","v":{"$error":"#REF!"}},{"$f":"IF(IF(W221>=$E$75,1,0)>0,K220+1,IF(W221>=$E$75,1,0))","v":{"$error":"#REF!"}},{"$f":"IF(IF(W221>=$E$76,1,0)>0,L220+1,IF(W221>=$E$76,1,0))","v":{"$error":"#REF!"}},{"$f":"IF(IF(U221>=$P$29,1,0)>0,M220+1,IF(U221>=$P$29,1,0))","v":2},{"$f":"IF(IF(U221>=$P$30,1,0)>0,N220+1,IF(U221>=$P$30,1,0))","v":2},{"$f":"IF(IF(U221>=$D$100,1,0)>0,O220+1,IF(U221>=$D$100,1,0))","v":{"$error":"#DIV/0!"}},{"$f":"IF(IF(U221>=$D$101,1,0)>0,P220+1,IF(U221>=$D$101,1,0))","v":{"$error":"#DIV/0!"}},{"$f":"IF(IF(U221>=$D$133,1,0)>0,Q220+1,IF(U221>=$D$133,1,0))","v":{"$error":"#DIV/0!"}},{"$f":"IF(IF(U221>=$D$134,1,0)>0,R220+1,IF(U221>=$D$134,1,0))","v":{"$error":"#DIV/0!"}},{"$f":"IF(IF(U221>=$D$170,1,0)>0,S220+1,IF(U221>=$D$170,1,0))","v":{"$error":"#DIV/0!"}},{"$f":"IF(IF(U221>=$D$171,1,0)>0,T220+1,IF(U221>=$D$171,1,0))","v":{"$error":"#DIV/0!"}},0.5,null,{"$f":"W37","v":{"$error":"#REF!"}}]
[null,null,null,null,null,null,{"$error":"#REF!"},{"$error":"#REF!"},{"$error":"#REF!"},{"$error":"#REF!"},{"$error":"#REF!"},{"$error":"#REF!"},3,3,{"$error":"#DIV/0!"},{"$error":"#DIV/0!"},{"$error":"#DIV/0!"},{"$error":"#DIV/0!"},{"$error":"#DIV/0!"},{"$error":"#DIV/0!"},0.75,null,{"$error":"#REF!"}]
[null,null,null,null,null,null,{"$error":"#REF!"},{"$error":"#REF!"},{"$error":"#REF!"},{"$error":"#REF!"},{"$error":"#REF!"},{"$error":"#REF!"},4,4,{"$error":"#DIV/0!"},{"$error":"#DIV/0!"},{"$error":"#DIV/0!"},{"$error":"#DIV/0!"},{"$error":"#DIV/0!"},{"$error":"#DIV/0!"},1,null,{"$error":"#REF!"}]
[null,null,null,null,null,null,{"$error":"#REF!"},{"$error":"#REF!"},{"$error":"#REF!"},{"$error":"#REF!"},{"$error":"#REF!"},{"$error":"#REF!"},5,5,{"$error":"#DIV/0!"},{"$error":"#DIV/0!"},{"$error":"#DIV/0!"},{"$error":"#DIV/0!"},{"$error":"#DIV/0!"},{"$error":"#DIV/0!"},1.25,null,{"$error":"#REF!"}]
[null,null,null,null,null,null,{"$error":"#REF!"},{"$error":"#REF!"},{"$error":"#REF!"},{"$error":"#REF!"},{"$error":"#REF!"},{"$error":"#REF!"},6,6,{"$error":"#DIV/0!"},{"$error":"#DIV/0!"},{"$error":"#DIV/0!"},{"$error":"#DIV/0!"},{"$error":"#DIV/0!"},{"$error":"#DIV/0!"},1.5,null,{"$error":"#REF!"}]
[null,null,null,null,null,null,{"$error":"#REF!"},{"$error":"#REF!"},{"$error":"#REF!"},{"$error":"#REF!"},{"$error":"#REF!"},{"$error":"#REF!"},7,7,{"$error":"#DIV/0!"},{"$error":"#DIV/0!"},{"$error":"#DIV/0!"},{"$error":"#DIV/0!"},{"$error":"#DIV/0!"},{"$error":"#DIV/0!"},1.75,null,{"$error":"#REF!"}]
[null,null,null,null,null,null,{"$error":"#REF!"},{"$error":"#REF!"},{"$error":"#REF!"},{"$error":"#REF!"},{"$error":"#REF!"},{"$error":"#REF!"},8,8,{"$error":"#DIV/0!"},{"$error":"#DIV/0!"},{"$error":"#DIV/0!"},{"$error":"#DIV/0!"},{"$error":"#DIV/0!"},{"$error":"#DIV/0!"},2,null,{"$error":"#REF!"}]
[null,null,null,null,null,null,{"$error":"#REF!"},{"$error":"#REF!"},{"$error":"#REF!"},{"$error":"#REF!"},{"$error":"#REF!"},{"$error":"#REF!"},9,9,{"$error":"#DIV/0!"},{"$error":"#DIV/0!"},{"$error":"#DIV/0!"},{"$error":"#DIV/0!"},{"$error":"#DIV/0!"},{"$error":"#DIV/0!"},2.25,null,{"$error":"#REF!"}]
[null,null,null,null,null,null,{"$error":"#REF!"},{"$error":"#REF!"},{"$error":"#REF!"},{"$error":"#REF!"},{"$error":"#REF!"},{"$error":"#REF!"},10,10,{"$error":"#DIV/0!"},{"$error":"#DIV/0!"},{"$error":"#DIV/0!"},{"$error":"#DIV/0!"},{"$error":"#DIV/0!"},{"$error":"#DIV/0!"},2.5,null,{"$error":"#REF!"}]
[null,null,null,null,null,null,{"$error":"#REF!"},{"$error":"#REF!"},{"$error":"#REF!"},{"$error":"#REF!"},{"$error":"#REF!"},{"$error":"#REF!"},11,11,{"$error":"#DIV/0!"},{"$error":"#DIV/0!"},{"$error":"#DIV/0!"},{"$error":"#DIV/0!"},{"$error":"#DIV/0!"},{"$error":"#DIV/0!"},2.75,null,{"$error":"#REF!"}]
[null,null,null,null,null,null,{"$error":"#REF!"},{"$error":"#REF!"},{"$error":"#REF!"},{"$error":"#REF!"},{"$error":"#REF!"},{"$error":"#REF!"},12,12,{"$error":"#DIV/0!"},{"$error":"#DIV/0!"},{"$error":"#DIV/0!"},{"$error":"#DIV/0!"},{"$error":"#DIV/0!"},{"$error":"#DIV/0!"},3,null,{"$error":"#REF!"}]
[null,null,null,null,null,null,{"$error":"#REF!"},{"$error":"#REF!"},{"$error":"#REF!"},{"$error":"#REF!"},{"$error":"#REF!"},{"$error":"#REF!"},13,13,{"$error":"#DIV/0!"},{"$error":"#DIV/0!"},{"$error":"#DIV/0!"},{"$error":"#DIV/0!"},{"$error":"#DIV/0!"},{"$error":"#DIV/0!"},3.25,null,{"$error":"#REF!"}]
[null,null,null,null,null,null,{"$error":"#REF!"},{"$error":"#REF!"},{"$error":"#REF!"},{"$error":"#REF!"},{"$error":"#REF!"},{"$error":"#REF!"},14,14,{"$error":"#DIV/0!"},{"$error":"#DIV/0!"},{"$error":"#DIV/0!"},{"$error":"#DIV/0!"},{"$error":"#DIV/0!"},{"$error":"#DIV/0!"},3.5,null,{"$error":"#REF!"}]
[null,null,null,null,null,null,{"$error":"#REF!"},{"$error":"#REF!"},{"$error":"#REF!"},{"$error":"#REF!"},{"$error":"#REF!"},{"$error":"#REF!"},15,15,{"$error":"#DIV/0!"},{"$error":"#DIV/0!"},{"$error":"#DIV/0!"},{"$error":"#DIV/0!"},{"$error":"#DIV/0!"},{"$error":"#DIV/0!"},3.75,null,{"$error":"#REF!"}]
[null,null,null,null,null,null,{"$error":"#REF!"},{"$error":"#REF!"},{"$error":"#REF!"},{"$error":"#REF!"},{"$error":"#REF!"},{"$error":"#REF!"},16,16,{"$error":"#DIV/0!"},{"$error":"#DIV/0!"},{"$error":"#DIV/0!"},{"$error":"#DIV/0!"},{"$error":"#DIV/0!"},{"$error":"#DIV/0!"},4,null,{"$error":"#REF!"}]
[]
[null,null,null,null,null,null,null,null,null,null,null,null,null,null,null,null,null,null,null,null,"Interpolation for Retention Amount:"]
[null,null,null,null,null,null,null,null,null,null,null,null,null,null,"3 & 4 in series",null,null,null,"Catchment 4",null,null,"1 & 2 Parallel"]
[null,null,null,null,null,null,null,null,null,null,null,null,null,null,{"$f":"VLOOKUP(0,S219:W235,3)","v":0},{"$f":"VLOOKUP(0,S219:W235,5)","v":0},null,null,{"$f":"VLOOKUP(0,M219:W235,9)","v":0},{"$f":"VLOOKUP(0,M219:W235,11)","v":0},null,{"$f":"VLOOKUP(0,G219:W235,15)","v":0},{"$f":"VLOOKUP(0,G219:W235,17)","v":0}]
[null,null,null,null,null,null,null,null,null,null,null,null,null,null,{"$f":"VLOOKUP(1,S219:W235,3)","v":0},{"$f":"VLOOKUP(1,S219:W235,5)","v":0},null,null,{"$f":"VLOOKUP(1,M219:W235,9)","v":0.25},{"$f":"VLOOKUP(1,M219:W235,11)","v":{"$error":"#REF!"}},null,{"$f":"VLOOKUP(1,G219:W235,15)","v":0},{"$f":"VLOOKUP(1,G219:W235,17)","v":0}]
[null,null,null,null,null,null,null,null,null,null,null,null,null,"N",{"$f":"IF(ISERROR(IF($D$170>U235,W235,O239+(($D$170-O239)/(O240-O239)*(P240-P239))))=TRUE,0,(IF($D$170>U235,W235,P239+(($D$170-O239)/(O240-O239)*(P240-P239)))))","v":0},null,null,"N",{"$f":"IF(ISERROR(IF($P$29>U235,W235,S239+(($P$29-S239)/(S240-S239)*(T240-T239))))=TRUE,0,(IF($P$29>U235,W235,T239+(($P$29-S239)/(S240-S239)*(T240-T239)))))","v":0},null,"N",{"$f":"IF(ISERROR(IF($E$55>W235,U235,V239+(($E$55-W239)/(W240-W239)*(V240-V239))))=TRUE,0,(IF($E$55>W235,U235,V239+(($E$55-W239)/(W240-W239)*(V240-V239)))))","v":0}]
[]
[null,null,null,null,null,null,null,null,null,null,null,null,null,null,"3 & 4 in series",null,null,null,"Catchment 4",null,null,"1 & 2 Parallel"]
[null,null,null,null,null,null,null,null,null,null,null,null,null,null,{"$f":"VLOOKUP(0,T219:W235,2)","v":0},{"$f":"VLOOKUP(0,T219:W235,4)","v":0},null,null,{"$f":"VLOOKUP(0,N219:W235,8)","v":0},{"$f":"VLOOKUP(0,N219:W235,10)","v":0},null,{"$f":"VLOOKUP(0,H219:W235,14)","v":0},{"$f":"VLOOKUP(0,H219:W235,16)","v":0}]
[null,null,null,null,null,null,null,null,null,null,null,null,null,null,{"$f":"VLOOKUP(1,T219:W235,2)","v":0},{"$f":"VLOOKUP(1,T219:W235,4)","v":0},null,null,{"$f":"VLOOKUP(1,N219:W235,8)","v":0.25},{"$f":"VLOOKUP(1,N219:W235,10)","v":{"$error":"#REF!"}},null,{"$f":"VLOOKUP(1,H219:W235,14)","v":0},{"$f":"VLOOKUP(1,H219:W235,16)","v":0}]
[null,null,null,null,null,null,null,null,null,null,null,null,null,"P",{"$f":"IF(ISERROR(IF($D$171>U235,W235,O244+(($D$171-O244)/(O245-O244)*(P245-P244))))=TRUE,0,(IF($D$171>U235,W235,P244+(($D$171-O244)/(O245-O244)*(P245-P244)))))","v":0},null,null,"P",{"$f":"IF(ISERROR(IF($P$30>U235,W235,S244+(($P$30-S244)/(S245-S244)*(T245-T244))))=TRUE,0,(IF($P$30>U235,W235,T244+(($P$30-S244)/(S245-S244)*(T245-T244)))))","v":0},null,"P",{"$f":"IF(ISERROR(IF($E$56>W235,U235,V244+(($E$56-W244)/(W245-W244)*(V245-V244))))=TRUE,0,(IF($E$56>W235,U235,V244+(($E$56-W244)/(W245-W244)*(V245-V244)))))","v":0}]
[]
[]
[null,null,null,null,null,null,null,null,null,null,null,null,null,null,null,null,null,null,"1 & 2 in series",null,null,"1, 2, & 3 mixed"]
[null,null,null,null,null,null,null,null,null,null,null,null,null,null,null,null,null,null,{"$f":"VLOOKUP(0,O219:W235,7)","v":0},{"$f":"VLOOKUP(0,O219:W235,9)","v":0},null,{"$f":"VLOOKUP(0,I219:W235,13)","v":0},{"$f":"VLOOKUP(0,I219:W235,15)","v":0}]
[null,null,null,null,null,null,null,null,null,null,null,null,null,null,null,null,null,null,{"$f":"VLOOKUP(1,O219:W235,7)","v":0},{"$f":"VLOOKUP(1,O219:W235,9)","v":0},null,{"$f":"VLOOKUP(1,I219:W235,13)","v":0},{"$f":"VLOOKUP(1,I219:W235,15)","v":0}]
[null,null,null,null,null,null,null,null,null,null,null,null,null,null,null,null,null,"N",{"$f":"IF(ISERROR(IF($D$100>U235,W235,S250+(($D$100-S250)/(S251-S250)*(T251-T250))))=TRUE,0,(IF($D$100>U235,W235,T250+(($D$100-S250)/(S251-S250)*(T251-T250)))))","v":0},null,"N",{"$f":"IF(ISERROR(IF($F$125>W235,U235,V250+(($F$125-W250)/(W251-W250)*(V251-V250))))=TRUE,0,(IF($F$125>W235,U235,V250+(($F$125-W250)/(W251-W250)*(V251-V250)))))","v":0}]
[]
[null,null,null,null,null,null,null,null,null,null,null,null,null,null,null,null,null,null,"1 & 2 in series",null,null,"1, 2, & 3 mixed"]
[null,null,null,null,null,null,null,null,null,null,null,null,null,null,null,null,null,null,{"$f":"VLOOKUP(0,P219:W235,6)","v":0},{"$f":"VLOOKUP(0,P219:W235,8)","v":0},null,{"$f":"VLOOKUP(0,J219:W235,12)","v":0},{"$f":"VLOOKUP(0,J219:W235,14)","v":0}]
[null,null,null,null,null,null,null,null,null,null,null,null,null,null,null,null,null,null,{"$f":"VLOOKUP(1,P219:W235,6)","v":0},{"$f":"VLOOKUP(1,P219:W235,8)","v":0},null,{"$f":"VLOOKUP(1,J219:W235,12)","v":0},{"$f":"VLOOKUP(1,J219:W235,14)","v":0}]
[null,null,null,null,null,null,null,null,null,null,null,null,null,null,null,null,null,"P",{"$f":"IF(ISERROR(IF($D$101>U235,W235,S255+(($D$101-S255)/(S256-S255)*(T256-T255))))=TRUE,0,(IF($D$101>U235,W235,T255+(($D$101-S255)/(S256-S255)*(T256-T255)))))","v":0},null,"P",{"$f":"IF(ISERROR(IF($G$125>W235,U235,V255+(($G$125-W255)/(W256-W255)*(V256-V255))))=TRUE,0,(IF($G$125>W235,U235,V255+(($G$125-W255)/(W256-W255)*(V256-V255)))))","v":0}]
[]
[null,null,null,null,null,null,null,null,null,null,null,null,null,null,null,null,null,null,"1, 2 & 3 in series",null,null,"1, 2, & 3 Parallel"]
[null,null,null,null,null,null,null,null,null,null,null,null,null,null,null,null,null,null,{"$f":"VLOOKUP(0,Q219:W235,5)","v":0},{"$f":"VLOOKUP(0,Q219:W235,7)","v":0},null,{"$f":"VLOOKUP(0,K219:W235,11)","v":0},{"$f":"VLOOKUP(0,K219:W235,13)","v":0}]
[null,null,null,null,null,null,null,null,null,null,null,null,null,null,null,null,null,null,{"$f":"VLOOKUP(1,Q219:W235,5)","v":0},{"$f":"VLOOKUP(1,Q219:W235,7)","v":0},null,{"$f":"VLOOKUP(1,K219:W235,11)","v":0},{"$f":"VLOOKUP(1,K219:W235,13)","v":0}]
[null,null,null,null,null,null,null,null,null,null,null,null,null,null,null,null,null,"N",{"$f":"IF(ISERROR(IF($D$133>U235,W235,S260+(($D$133-S260)/(S261-S260)*(T261-T260))))=TRUE,0,(IF($D$133>U235,W235,T260+(($D$133-S260)/(S261-S260)*(T261-T260)))))","v":0},null,"N",{"$f":"IF(ISERROR(IF($E$75>W235,U235,V260+(($E$75-W260)/(W261-W260)*(V261-V260))))=TRUE,0,(IF($E$75>W235,U235,V260+(($E$75-W260)/(W261-W260)*(V261-V260)))))","v":0}]
[]
[null,null,null,null,null,null,null,null,null,null,null,null,null,null,null,null,null,null,"1, 2 & 3 in series",null,null,"1, 2, & 3 Parallel"]
[null,null,null,null,null,null,null,null,null,null,null,null,null,null,null,null,null,null,{"$f":"VLOOKUP(0,R219:W235,4)","v":0},{"$f":"VLOOKUP(0,R219:W235,6)","v":0},null,{"$f":"VLOOKUP(0,L219:W235,10)","v":0},{"$f":"VLOOKUP(0,L219:W235,12)","v":0}]
[null,null,null,null,null,null,null,null,null,null,null,null,null,null,null,null,null,null,{"$f":"VLOOKUP(1,R219:W235,4)","v":0},{"$f":"VLOOKUP(1,R219:W235,6)","v":0},null,{"$f":"VLOOKUP(1,L219:W235,10)","v":0},{"$f":"VLOOKUP(1,L219:W235,12)","v":0}]
[null,null,null,null,null,null,null,null,null,null,null,null,null,null,null,null,null,"P",{"$f":"IF(ISERROR(IF($D$134>U235,W235,S265+(($D$134-S265)/(S266-S265)*(T266-T265))))=TRUE,0,(IF($D$134>U235,W235,T265+(($D$134-S265)/(S266-S265)*(T266-T265)))))","v":0},null,"P",{"$f":"IF(ISERROR(IF($E$76>W235,U235,V265+(($E$76-W265)/(W266-W265)*(V266-V265))))=TRUE,0,(IF($E$76>W235,U235,V265+(($E$76-W265)/(W266-W265)*(V266-V265)))))","v":0}]

{"sheet":"Config","index":47,"n_rows":0,"n_cols":0,"rows_kept":0,"cut":false,"hidden":false,"merged":[]}